## Techs-Fuels Updated
Group | Group | Technology | New ID | Description | Notes | Input Fuel | IAR | Mode | OutputFuel | OAR | Mode | OutputFuel | OAR | Mode | Availability Factor | Capacity Factor | CapacityToActivityUnit | OperationalLife | ResidualCap | MinCap | MaxCap | CapitalCost | VariableCost-m1 | VariableCost-m2 | Fixed O&M (m$/GW) | Emissions | LowerActivityLimit | UpperActivityLimit | Historical generation (PJ) | Period of historical generation | check
| ALBANIA | BACKSTOP1 | ALPELBS000 | AL, BACKSTOP TECHNOLOGY |  | NA | NA | NA | ALEL1 | 1 | 1 |  |  |  | 0.9 | 1 | 31.536 | 50 | 0 | 0 | 99999 | 999999 | 9999 | 9999 |  | NA |  |  |  |  | 99999
AL-PRIMARY | AL-PRIMARY | ALNGEXT | ALRNGDM000 | AL, Gas extraction |  | NA | NA | NA | ALNG | 1 | 1 |  |  |  | 0.9 | 1 | 1 | 50 | 1 |  | 99999 |  | 99999 | 9999 | [6 empty] | 99998
|  | ALNGIMP | ALRNGIM000 | AL, Gas Import |  | NA | NA | NA | ALNG | 1 | 1 |  |  |  | 0.9 | 1 | 1 | 50 | 1 |  | 99999 |  | 0.44 | 9999 | [6 empty] | 99998
AL-PP | AL-PP | ALHYDMhI | ALPHYDMHI0 | AL, Hydro dam-Existing Inside DRB | (Existing: Okshtun+Temove+Lubalesh 1 with 15MW) | NA | NA | NA | ALEL1 | 1 | 1 |  |  |  | 0.9 | 0.36 | 31.536 | 50 | 0.015 |  | 0.015 | NA | 0.66 | 9999 | 3.4 | [5 empty] | 0
TO add | AL-PP | To add | ALPHYDMNI1 | AL, Hydro dam-(NEW Skavica Hpp) | New: Skavica Hpp: 210MW, allowed after 2025). Skavica should be detailed | NA | NA | NA | NA | NA | 1 | ALEL1 | 1 | 2 | 0.9 | Depends on water availability. For now we assume 0.36 | 31.536 | 50 | 0 | 0.21 | 0.21 | 1142.8571 | 99999 | 0.66 | 3.4 | NA |  |  |  |  | 0.21
|  | ALHYDMhI1 | ALPHYDMHI2 | AL, Hydro dam-Fierza HPP |  | NA | NA | NA | ALEL1 | 1 | 2 | W_DRS2 | 988 | 2 | 0.9 | Depends on water availability | 31.536 | 50 | 0.5 |  | 0.5 | NA | 99999 | 0.66 | 3.4 | [5 empty] | 0
|  | ALHYDMhI2 | ALPHYDMHI3 | AL, Hydro dam-Koman HPP |  | NA | NA | NA | ALEL1 | 1 | 2 | W_DRS3 | 1200 | 2 | 0.9 | Depends on water availability | 31.536 | 50 | 0.6 |  | 0.6 | NA | 99999 | 0.66 | 3.4 | [5 empty] | 0
|  | ALHYDMhI3 | ALPHYDMHI4 | AL, Hydro dam-Vau I dejes HPP |  | NA | NA | NA | ALEL1 | 1 | 2 | W_DRS4 | 2260 | 2 | 0.9 | Depends on water availability | 31.536 | 50 | 0.25 |  | 0.25 | NA | 99999 | 0.66 | 3.4 | [5 empty] | 0
|  | ALHYDMhO | ALPHYDMHO0 | AL, Hydro dam-Existing Outside DRB | ExistiGas (Ulza: 25.2MW, Shkopeti: 25MW, Banja:73MW) | NA | NA | NA | ALEL1 | 1 | 1 |  |  |  | 0.9 | 0.39 | 31.536 | 50 | 0.1232 |  | 0.1232 | NA | 0.66 | 9999 | 3.4 | [5 empty] | 0
To add |  | done | ALPHYDMNO0 | AL, NEW Hydro dam Outside DRB | New: (Moglice: 192MW,2019) + (Kalivac: 120MW, 2020) + (Shala: 83.5MW, 2021). All projects were shifted 2 years/ Shala is inside the basin but for this run its is grouped with the outside projects. | NA | NA | NA | ALEL1 | 1 | 1 |  |  |  | 0.9 | 0.39 | 31.536 | 50 | 0 | 0.3955 | 0.3955 | 1169 | 0.66 | 9999 | 3.4 | [5 empty] | 0.3955
|  | ALHYRRhI | ALPHYRRHI0 | AL, Hydro ROR-Existing Inside DRB | Ashta 1&2: 48.2MW | NA | NA | NA | ALEL1 | 1 | 1 |  |  |  | 0.9 | 0.29 | 31.536 | 50 | 0.09192 |  | 0.09192 | NA | 0.66 | 9999 | 3.4 | [5 empty] | 0
|  | ALHYRRhO | ALPHYRRHO0 | AL, Hydro ROR-Existing Outside DRB | the missing capacity (191.4MW) from private genrators is added here | NA | NA | NA | ALEL1 | 1 | 1 |  |  |  | 0.9 | 0.29 | 31.536 | 50 | 0.2397 |  | 0.2397 | NA | 0.66 | 9999 | 3.4 | [5 empty] | 0
|  | ALHYSHhI | ALPHYSHHI0 | AL, Small Hydro (<10MW) -Existing Inside DRB |  | NA | NA | NA | ALEL1 | 1 | 1 |  |  |  | 0.9 | 0.11 | 31.536 | 50 | 0.0127 |  | 0.0127 | NA | 0.66 | 9999 | 3.4 | [5 empty] | 0
|  | ALHYSHhO | ALPHYSHHO0 | AL, Small Hydro (<10MW) -Existing Outside DRB |  | NA | NA | NA | ALEL1 | 1 | 1 |  |  |  | 0.9 | 0.11 | 31.536 | 50 | 0.28771 |  | 0.28771 | NA | 0.66 | 9999 | 3.4 | [5 empty] | 0
|  | done | ALPNGCCHO0 | AL, Gas Combined Cycle Existing Outside DRB | Assumption: this technolgy represents Vlore GasCC, 98MW which its assumed to phase out by 2025 instead of 2020. It has zero production in 2018 & 2019 as per the data from Meivis for Albania. | ALNG | 1.9231 | 1 | ALEL1 | 1 | 1 |  |  |  | 0.9 | 0.3 | 31.536 | 30 | 0.098 |  | 0.098 | NA | Cost on imports | 9999 | 9.2 | [5 empty] | 0
|  | ALNGCCnO | ALPNGCCNO0 | AL, Gas Combined Cycle NEW Outside DRB | GPP Korça shpk Project (Energy Regulatory Authority Activity report 2018). Allowed after 2025. | ALNG | 1.6667 | 1 | ALEL1 | 1 | 1 |  |  |  | 0.9 | 0.65 | 31.536 | 30 | 0 | 0 | 0.5 | 1501 | Cost on imports | 99999 | 9.2 | [5 empty] | 0.5
|  | ALSOU1O | ALPSOU1NO0 | AL, Solar PV - Outside DRB | Karavasta: 140MW (assumed after 2025) + 2MW floating PV + 2.5 Fier Solar | NA | NA | NA | ALEL1 | 1 | 1 |  |  |  | 0.9 | RN | 31.536 | 20 | 0.001 | 0.1455 | 0.1455 | 905 | 7.8127 | 99999 | 35.5 | [5 empty] | 0.1445
|  | ALSOU1I | ALPSOU1NI0 | AL, Solar PV - Inside DRB | Check for projects if any | NA | NA | NA | ALEL1 | 1 | 1 |  |  |  | 0.9 | RN | 31.536 | 20 |  |  |  | 905 | 7.8127 | 99999 | 35.5 | [5 empty] | 0
|  | ALWI30O | ALPWI30NO0 | AL, Wind Turbine - Outside DRB |  | NA | NA | NA | ALEL1 | 1 | 1 |  |  |  | 0.9 | RN | 31.536 | 25 | 0.015 |  | 0.015 | 1288 | 12.88 | 99999 | 29 | [5 empty] | 0
|  | ALWI30I | ALPWI30NI0 | AL, Wind Turbine - Inside DRB | Check for projects if any | NA | NA | NA | ALEL1 | 1 | 1 |  |  |  | 0.9 | RN | 31.536 | 25 | 0 |  |  | 1288 | 12.88 | 99999 | 29 | [5 empty] | 0
AL-T&D | AL-T&D | ALELTRS | ALTELTRH00 | AL Transmission Lines |  | ALEL1 | 1 | 1 | ALEL2 | 0.9788 | 1 |  |  |  | 0.9 | 1 | 1 | 25 | 80 |  | 9999 | [9 empty] | 9919
|  | ALELDIS | ALTELDSH00 | AL Distribution Lines |  | ALEL2 | 1 | 1 | ALEL3 | 0.769 | 1 |  |  |  | 0.9 | 1 | 1 | 25 | 80 |  | 9999 | [9 empty] | 9919
| AL Trade | ALELIMP | ALTRDIMH00 | AL, Total Electricity Import |  | NA | NA | NA | ALEL1 | 1 | 1 |  |  |  | 0.9 | 1 | 1 | 25 | 1 |  | 9999 | [9 empty] | 9998
|  | ALELEXP | ALTRDEXH00 | AL, Total Electricity Export |  | ALEL1 | 1 | 1 | ALEL4 | 1 | 1 |  |  |  | 0.9 | 1 | 1 | 25 | 1 |  | 9999 | [9 empty] | 9998
|  | ALELMK | ALTRDMKH00 | AL-MK Planned Trade link | AL_MK_PL | ALEL1 | 1 | 1 | MKEL1 | 1 | 1 |  |  |  | 0.9 | 1 | 1 | 25 | 0 |  | 9999 | [5 empty] | 0 |  |  |  | 9999
|  | ALELME | ALTRDMEH00 | AL-ME Historic Trade Link | AL_MO | ALEL1 | 1 | 1 | MEEL1 | 1 | 1 |  |  |  | 0.9 | 1 | 1 | 25 | 0.3 |  | 9999 | [9 empty] | 9998.7
|  | ALELXK | ALTRDXKH00 | AL-XK Historic Trade Link | AL_KO | ALEL1 | 1 | 1 | XKEL1 | 1 | 1 |  |  |  | 0.9 | 1 | 1 | 25 | 0.3 |  | 9999 | [9 empty] | 9998.7
AL Trade |  | ALELGR | ALTRDGRH00 | AL-GR Historic Trade Link | AL_GR | ALEL1 | 1 | 1 | GREL1 | 1 | 1 |  |  |  | 0.9 | 1 | 1 | 25 | 0.2 |  | 9999 | [5 empty] | 0.2844 |  |  |  | 9998.8
|  | GRELAL | GRTRDALH00 | GR-AL Historic Trade Link | GR_AL | GREL | 1 | 1 | ALEL1 | 1 | 1 |  |  |  | 0.9 | 1 | 1 | 25 | 0.2 |  | 9999 | [5 empty] | 6.0912 |  |  |  | 9998.8
| North Macedonia | BACKSTOP2 | MKPELBS000 | MK, BACKSTOP TECHNOLOGY |  | NA | NA | NA | MKEL1 | 1 | 1 |  |  |  | 0.9 | 1 | 31.536 | 50 | 0 |  | 99999 | 999999 | 9999 | 9999 | 9999 | NA |  |  |  |  | 99999
MK-PRIMARY | MK-PRIMARY | MKCOEXT | MKRCODM000 | MK, Coal Extraction |  | NA | NA | NA | MKCO | 1 | 1 |  |  |  | 0.9 | 1 | 1 | 50 | 1 |  | 99999 |  | 1.16 | 9999 | [6 empty] | 99998
|  | MKCOIMP | MKRCOIM000 | MK, Coal Import |  | NA | NA | NA | MKCO | 1 | 1 |  |  |  | 0.9 | 1 | 1 | 50 | 1 |  | 99999 |  | 1.44 | 9999 | [6 empty] | 99998
|  | MKHFIMP | MKRHFIM000 | MK, HFO Import |  | NA | NA | NA | MKHF | 1 | 1 |  |  |  | 0.9 | 1 | 1 | 50 | 1 |  | 99999 |  | 0.44 | 9999 | [6 empty] | 99998
|  | MKNGIMP | MKRNGIM000 | MK, Gas Import |  | NA | NA | NA | MKNG | 1 | 1 |  |  |  | 0.9 | 1 | 1 | 50 | 1 |  | 99999 |  | 0.44 | 9999 | [6 empty] | 99998
MK-PP | MK-PP | MKCOSChO | MKPCOSCHO0 | MK, Coal power plants Outside DRB | REK Oslomej (125MW) and Bitola (699MW). REK Oslomej not operatiGas since 2015 (not considered in the model) | MKCO | 3.33 | 1 | MKEL1 | 1 | 1 |  |  |  | 0.9 | 0.65 | 31.536 | 30 | 0.699 |  | 0.699 |  | Costs on imports | 9999 | 29 | [5 empty] | 0
|  | To add | MKPCOSCNO0 | MK, NEW Coal power plants Outside DRB | 1. Bitola (revitalization): 650MW,2025 / 2.Oslomej (revitalization): 109MW, 2023 / 3. New Lignite PP: 300MW, 2025 | MKCO | 2.9412 | 1 | MKEL1 | 1 | 1 |  |  |  | 0.9 | 0.75 | 31.536 | 30 | 0 | 0 | 1.059 | 1555 | Costs on imports | 9999 | 29 | [5 empty] | 1.059
|  | MKHFSChO | MKPHFSCHO0 | MK, HF Single cycle plant Outside DRB | Retirement year 2020 // Assumed operation until 2025. // to be converted to NG (check the news) | MKHF | 3.125 | 1 | MKEL1 | 1 | 1 |  |  |  | 0.9 | 0.65 | 31.536 | 30 | 0.198 |  | 0.198 |  | Costs on imports | 9999 | 9.2 | [5 empty] | 0
|  | MKHYDMhI1 | MKPHYDMHI1 | MK, Hydro dam-Globicica HPP |  | NA | NA | NA | MKEL1 | 1 | 2 | W_BDRS2 | 1190 | 2 | 0.9 | Depends on water availability | 31.536 | 50 | 0.042 |  | 0.042 |  | 9999 | 0.66 | 3.4 | [5 empty] | 0
|  | MKHYDMhI2 | MKPHYDMHI2 | MK, Hydro dam-Shpilje HPP |  | NA | NA | NA | MKEL1 | 1 | 2 | W_BDRS3 | 1286 | 2 | 0.9 | Depends on water availability | 31.536 | 50 | 0.084 |  | 0.084 |  | 9999 | 0.66 | 3.4 | [5 empty] | 0
|  | MKHYDMhO | MKPHYDMHO0 | MK, Hydro dam-Existing Outside DRB |  | NA | NA | NA | MKEL1 | 1 | 1 |  |  |  | 0.9 | 0.21 | 31.536 | 50 | 0.4097 |  | 0.4097 |  | 0.66 | 9999 | 3.4 | [5 empty] | 0
|  | To add | MKPHYDMNO0 | MK, Hydro dam-NEW Outside DRB | 1.Globocica II:20 MW , 2035/ 2.Veles:96 MW , 2030/ 3.Cebren:458 MW , 2029/ 4.Gradec:75.34 MW , 2030 /5.Galiste:77.9 MW , 2035 | NA | NA | NA | MKEL1 | 1 | 1 |  |  |  | 0.9 | 0.21 | 31.536 | 50 | 0 |  | 0.72724 | 2552 | 0.66 | 9999 | 3.4 | [5 empty] | 0.72724
|  | MKHYRRhO | MKPHYRRHO0 | MK, Hydro ROR-Existing Outside DRB |  | NA | NA | NA | MKEL1 | 1 | 1 |  |  |  | 0.9 | 0.26 | 31.536 | 50 | 0.0338 |  | 0.0338 |  | 0.66 | 9999 | 3.4 | [5 empty] | 0
|  | To add | MKPHYRRNO0 | MK, Hydro ROR-NEW Outside DRB | 1.Vardar Valley 1: 45 MW , 2025 / 2.Vardar Valley 2: 152.51 MW , 2030 / 3.Small hydro: 160 MW , 2019 | NA | NA | NA | MKEL1 | 1 | 1 |  |  |  | 0.9 | 0.26 | 31.536 | 50 | 0 |  | 0.3575 | 2355 | 0.66 | 9999 | 3.4 | [5 empty] | 0.3575
|  | MKHYSHhO | MKPHYSHHO0 | MK, Small Hydro-Existing Outside DRB |  | NA | NA | NA | MKEL1 | 1 | 1 |  |  |  | 0.9 | 0.11 | 31.536 | 50 | 0.097 |  | 0.097 |  | 0.66 | 9999 | 3.4 | [5 empty] | 0
|  | MKNGCHhO | MKPNGCHHO0 | MK, CHP - Existing Outside DRB | Toplifikacija | NA | NA | NA | MKEL1 | 1 | 1 |  |  |  | 0.9 | 0.65 | 31.536 | 30 | 0.29 |  | 0.29 |  | 0.44 | 9.2 | 9.2 | [5 empty] | 0
|  | To add | MKPNGCHNO0 | MK, CHP - NEW Outside DRB | New CHP:450 MW , 2025 / Exist CHP (revitalization):260 MW , 2021/ New Gas CHP:40 MW , 2023 /New Gas CHP:30 MW , 2023 / New Gas CHP:30 MW , 2023 | NA | NA | NA | MKEL1 | 1 | 1 |  |  |  | 0.9 | 0.65 | 31.536 | 30 | 0 |  | 0.81 | 733 | costs on imports | 9999 | 9.2 | [5 empty] | 0.81
|  | To add details | MKNGCCNO0 | MK, Gas Combined Cycle -NEW Project Outside DRB | 230MW GasCC by 2033 (Meivis list) | NA | NA | NA | MKEL2 | 1 | 1 |  |  |  | 0.9 | 0.65 | 31.536 | 30 | 0 |  | 0.23 | 1232 | costs on imports | 99999 | 9.2 | [5 empty] | 0.23
|  | MKSOU1O | MKPSOU1NO0 | MK, Solar PV - Outside DRB |  | NA | NA | NA | MKEL1 | 1 | 1 |  |  |  | 0.9 | RN | 31.536 | 20 | 0.002398 |  | 1.41 | 975 | 9.75 | 99999 | 35.5 | [5 empty] | 1.4076
|  | MKSOU1I | MKPSOU1NI0 | MK, Solar PV - Inside DRB | Check for projects if any | NA | NA | NA | MKEL2 | 1 | 1 |  |  |  | 0.9 | RN | 31.536 | 20 | 0 |  |  | 975 | 9.75 | 99999 | 35.5 | [5 empty] | 0
|  | To add details | MKPWI30NO0 | MK, Wind Turbine - Outside DRB | Wind with FiT:64 MW , 2021 / Wind with FiP:50 MW , 2022 / Wind without FiP or FiT:100-500 MW , 2025 | NA | NA | NA | MKEL1 | 1 | 1 |  |  |  | 0.9 | RN | 31.536 | 25 | 0.0368 |  | 0.614 | 1700 | 17 | 99999 | 29 | [5 empty] | 0.5772
|  | MKWI30I | MKPWI30NI0 | MK, Wind Turbine - Inside DRB | Check for projects if any | NA | NA | NA | MKEL1 | 1 | 1 |  |  |  | 0.9 | RN | 31.536 | 25 | 0 |  |  | 1700 | 17 | 99999 | 29 | [5 empty] | 0
MK-T&D | MK-T&D | MKELTRS | MKTELTRH00 | MK, Transmission Lines |  | MKEL1 | 1 | 1 | MKEL2 | 0.9844 | 1 |  |  |  | 0.9 | 1 | 1 | 25 | 50 |  | 9999 | [9 empty] | 9949
|  | MKELDIS | MKTELDSH00 | MK, Distribution Lines |  | MKEL2 | 1 | 1 | MKEL3 | 0.8808 | 1 |  |  |  | 0.9 | 1 | 1 | 25 | 50 |  | 9999 | [9 empty] | 9949
| MK Trade | MKELIMP | MKTRDIMH00 | MK, Total Electricity Import |  | NA | NA | NA | MKEL1 | 1 | 1 |  |  |  | 0.9 | 1 | 1 | 25 | 1 |  | 9999 | [9 empty] | 9998
|  | MKELEXP | MKTRDEXH00 | MK, Total Electricity Export |  | MKEL1 | 1 | 1 | MKEL4 | 1 | 1 |  |  |  | 0.9 | 1 | 1 | 25 | 1 |  | 9999 | [9 empty] | 9998
|  | MKELAL | MKTRDALH00 | MK-AL PLANNED Trade Link | MK_AL_PL | MKEL1 | 1 | 1 | ALEL1 | 1 | 1 |  |  |  | 0.9 | 1 | 1 | 25 | 0 |  | 9999 | [5 empty] | 0 |  |  |  | 9999
|  | MKELXK | MKTRDXKH00 | MK-XK PLANNED Trade Link | MK_KO_HPL | MKEL1 | 1 | 1 | XKEL1 | 1 | 1 |  |  |  | 0.9 | 1 | 1 | 25 | 0.15 |  | 9999 | [5 empty] | 0 |  |  |  | 9998.85
|  | XKELMK | XKTRDMKH00 | XK-MK PLANNED Trade Link | KO_MK_HPL | XKEL1 | 1 | 1 | MKEL1 | 1 | 1 |  |  |  | 0.9 | 1 | 1 | 25 | 0.15 |  | 9999 | [5 empty] | 0 |  |  |  | 9998.85
Mk Trade |  | MKELBG | MKTRDBGH00 | MK-BG Historic Trade Link | MK_BG | MKEL1 | 1 | 1 | BGEL1 | 1 | 1 |  |  |  | 0.9 | 1 | 1 | 25 | 0.15 |  | 9999 | [5 empty] | 0.0036 |  |  |  | 9998.85
|  | BGELMK | BGTRDMKH00 | BG - MK Historic Trade Link | BG_MK | BGEL1 | 1 | 1 | MKEL1 | 1 | 1 |  |  |  | 0.9 | 1 | 1 | 25 | 0.15 |  | 9999 | [5 empty] | 8.4239 |  |  |  | 9998.85
|  | MKELGR | MKTRDGRH00 | MK-GR Historic Trade Link | MK_GR | MKEL1 | 1 | 1 | GREL1 | 1 | 1 |  |  |  | 0.9 | 1 | 1 | 25 | 0.15 |  | 9999 | [5 empty] | 4.302 |  |  |  | 9998.85
|  | GRELMK | GRTRDMKH00 | GR-MK Historic Trade Link | GR_MK | GREL1 | 1 | 1 | MKEL1 | 1 | 1 |  |  |  | 0.9 | 1 | 1 | 25 | 0.15 |  | 9999 | [5 empty] | 4.5 |  |  |  | 9998.85
|  | MKELRS | MKTRDRSH00 | MK-RS Historic Trade Link | MK_SR | MKEL1 | 1 | 1 | RSEL1 | 1 | 1 |  |  |  | 0.9 | 1 | 1 | 25 | 0 |  | 9999 | [5 empty] | 0.756 |  |  |  | 9999
|  | RSELMK | RSTRDMKH00 | RS-MK Historic Trade Link | SR_MK | RSEL1 | 1 | 1 | MKEL1 | 1 | 1 |  |  |  | 0.9 | 1 | 1 | 25 | 0 |  | 9999 | [5 empty] | 7.0776 |  |  |  | 9999
| Montenegro | BACKSTOP3 | MEPELBS000 | ME, BACKSTOP TECHNOLOGY |  | NA | NA | NA | MEEL1 | 1 | 1 |  |  |  | 0.9 | 1 | 31.536 | 50 | 0 |  | 99999 | 999999 | 9999 | 9999 | 9999 | NA |  |  |  |  | 99999
ME-Primary | ME-Primary | MECOEXT | MERCODM000 | ME, Coal Extraction |  | NA | NA | NA | MECO | 1 | 1 |  |  |  | 0.9 | 1 | 1 | 50 | 1 |  | 99999 | NA | 1.16 | 9999 | [6 empty] | 99998
|  | MECOIMP | MERCOIM000 | ME, Coal Import |  | NA | NA | NA | MECO | 1 | 1 |  |  |  | 0.9 | 1 | 1 | 50 | 1 |  | 99999 | NA | 1.44 | 9999 | [6 empty] | 99998
ME-PP | ME-PP | MEHYDMhI | MEPHYDMHI0 | ME, Hydro dam-Existing Inside DRB | (Perućica HPP) | NA | NA | NA | MEEL1 | 1 | 1 |  |  |  | 0.9 | 0.346 | 31.536 | 50 | 0.307 |  | 0.307 | NA | 0.66 | 9999 | 3.4 | [5 empty] | 0
|  | MEHYDMhO | MEPHYDMHO0 | ME, Hydro dam-Existing Outside DRB | (PIVA HPP) | NA | NA | NA | MEEL1 | 1 | 1 |  |  |  | 0.9 | 0.279 | 31.536 | 50 | 0.342 |  | 0.342 | NA | 0.66 | 9999 | 3.4 | [5 empty] | 0
|  | To add | MEPHYDMNO0 | ME, Hydro dam-Existing Outside DRB | (Komarnica: 162MW + Morač 2384MW). Komarnica: 162MW, ?? (2025). Is outside/ Morača ( HPP Andrijeco, HPP Raslovići, Hpp Milunovići, HPP Zlatica) 238.4 MW, ?? (2030). This is inside the basin but in the current run assumed outside, to be corrected later. | NA | NA | NA | MEEL1 | 1 | 1 |  |  |  | 0.9 | 0.279 | 31.536 | 50 | 0 |  | 0.4004 | 3453 | 0.66 | 9999 | 3.4 | [5 empty] | 0.4004
|  | MEHYRRnO | MEPHYRRNO0 | ME, Hydro ROR-NEW Outside DRB |  | NA | NA | NA | MEEL1 | 1 | 1 |  |  |  | 0.9 | 0.55 | 31.536 | 50 | 0.05 |  | 0.05 | 2355 | 0.66 | 9999 | 3.4 | [5 empty] | 0
|  | MEHYRRnI | MEPHYRRNI0 | ME, Hydro ROR-NEW Inside DRB |  | NA | NA | NA | MEEL1 | 1 | 1 |  |  |  | 0.9 | 0.55 | 31.536 | 50 | 0.02 |  | 0.02 | 2355 | 0.66 | 9999 | 3.4 | [5 empty] | 0
|  | MESOU1O | MEPSOU1NO0 | ME, Solar PV - Outside DRB | Briska Gora: 450MW, 2024 | NA | NA | NA | MEEL1 | 1 | 1 |  |  |  | 0.9 | RN | 31.536 | 20 | 0 |  | 0.45 | 900 | 9 | 99999 | 35 | [5 empty] | 0.45
|  | MESOU1I | MEPSOU1NI0 | ME, Solar PV - Inside DRB |  | NA | NA | NA | MEEL2 | 2 | 1 |  |  |  | 0.9 | RN | 31.536 | 20 | 0.1 |  | 0.1 | 900 | 9 | 99999 | 35 | [5 empty] | 0
|  | MECOSChO | MEPCOSCHO0 | ME, Coal Single Cycle- Existing Outside DRB | Pljevlja TPP | MECO | 3.125 | 1 | MEEL1 | 1 | 1 |  |  |  | 0.9 | 0.558 | 31.536 | 30 | 0.225 |  | 0.225 | NA | Costs on imports | 9999 | 37 | [5 empty] | 0
|  | MECOSCnO | MEPCOSCNO0 | ME, Coal Single Cycle-NEW Outside DRB |  | MECO | 2.94 | 1 | MEEL1 | 1 | 1 |  |  |  | 0.9 | 0.71 | 31.536 | 30 | 0.22 |  | 0.22 | 1490 | Costs on imports | 9999 | 29 | [5 empty] | 0
|  | MECOSCnI | MEPCOSCNI0 | ME, Coal Single Cycle-NEW Inside DRB |  | MECO | 2.94 | 1 | MEEL1 | 1 | 1 |  |  |  | 0.9 | 0.71 | 31.536 | 30 | 0 |  |  | 1490 | Costs on imports | 9999 | 29 | [5 empty] | 0
| adjust the residual cap | MEWI30I | MEPWI30NI0 | ME, Wind Turbine - Inside DRB | (Možura 46MW) | NA | NA | NA | MEEL1 | 1 | 1 |  |  |  | 0.9 | RN | 31.536 | 25 | 0.046 |  | 0.046 | 2191 | 21.91 | 99999 | 29 | [5 empty] | 0
| adjust the residual cap | MEWI30O | MEPWI30NO0 | ME, Wind Turbine - Outside DRB | (Kornova 72MW) Gvozd: 50MW, 2023. | NA | NA | NA | MEEL1 | 1 | 1 |  |  |  | 0.9 | RN | 31.536 | 25 | 0.072 | 0.05 | 0.072 | 1866 | 18.66 | 99999 | 29 | [5 empty] | 0
ME-T&D | ME-T&D | MEELTRS | METELTRH00 | ME, Transmission Lines |  | MEEL1 | 1 | 1 | MEEL2 | 0.982 | 1 |  |  |  | 0.9 | 1 | 1 | 25 | 30 |  | 9999 | NA |  | 99999 | [6 empty] | 9969
|  | MEELDIS | METELDSH00 | ME, Distribution Lines |  | MEEL2 | 1 | 1 | MEEL3 | 0.88 | 1 |  |  |  | 0.9 | 1 | 1 | 25 | 30 |  | 9999 | NA |  | 99999 | [6 empty] | 9969
| ME Trade | MEELIMP | METRDIMH00 | ME, Total Electricity Import |  | NA | NA | NA | MEEL1 | 1 | 1 |  |  |  | 0.9 | 1 | 1 | 25 | 1 |  | 9999 | NA |  | 99999 | [6 empty] | 9998
|  | MEELEXP | METRDEXH00 | ME, Total Electricity Export |  | MEEL1 | 1 | 1 | MEEL4 | 1 | 1 |  |  |  | 0.9 | 1 | 1 | 25 | 1 |  | 9999 | NA |  | 99999 | [6 empty] | 9998
|  | MEELAL | METRDALH00 | ME-AL Historic Trade link |  | MEEL1 | 1 | 1 | MEAL1 | 1 | 1 |  |  |  | 0.9 | 1 | 1 | 25 | 0.43 |  | 9999 | NA |  | 99999 | [6 empty] | 9998.57
|  | MEELXK | METRDXKH00 | ME-XK Historic Trade link |  | MEEL1 | 1 | 1 | XKEL1 | 1 | 1 |  |  |  | 0.9 | 1 | 1 | 25 | 0.44 |  | 9999 | NA |  | 99999 | [6 empty] | 9998.56
|  | MEELIT | METRDITH00 | ME-IT Historic Trade link |  | MEEL1 | 1 | 1 | ITEL1 | 1 | 1 |  |  |  | 0.9 | 1 | 1 | 25 | 0.6 |  | 9999 | NA |  | 99999 | [6 empty] | 9998.4
ME Trade |  | ITELME | ITTRDMEH00 | IT - ME Historic Trade link |  | ITEL1 | 1 | 1 | MEEL1 | 1 | 1 |  |  |  | 0.9 | 1 | 1 | 25 | 0.6 |  | 9999 | NA |  | 99999 | [6 empty] | 9998.4
|  | MEELBA | METRDBAH00 | ME-BA Historic Trade link |  | MEEL1 | 1 | 1 | BAEL1 | 1 | 1 |  |  |  | 0.9 | 1 | 1 | 25 | 1.088 |  | 9999 | NA |  | 99999 | [6 empty] | 9997.912
|  | BAELME | BATRDMEH00 | BA-ME Historic Trade link |  | BAEL1 | 1 | 1 | MEEL1 | 1 | 1 |  |  |  | 0.9 | 1 | 1 | 25 | 1.088 |  | 9999 | NA |  | 99999 | [6 empty] | 9997.912
|  | MEELRS | METRDRSH00 | ME-RS Historic Trade link |  | MEEL1 | 1 | 1 | RSEL1 | 1 | 1 |  |  |  | 0.9 | 1 | 1 | 25 | 0.331 |  | 9999 | NA |  | 99999 | [6 empty] | 9998.669
|  | RSELME | RSTRDMEH00 | RS-ME Historic Trade link |  | RSEL1 | 1 | 1 | MEEL1 | 1 | 1 |  |  |  | 0.9 | 1 | 1 | 25 | 0 |  | 9999 | NA |  | 99999 | [6 empty] | 9999
| Kosovo | BACKSTOP4 | XKPELBS000 | XK, BACKSTOP TECHNOLOGY |  | NA | NA | NA | XKEL1 | 1 | 1 |  |  |  | 0.9 | 1 | 31.536 | 50 | 0 |  | 9999 | 999999 | 9999 | 9999 |  | NA |  |  |  |  | 9999
XK-Primary | XK-Primary | XKCOEXT | XKRCODM000 | XK, Coal Extraction |  | NA | NA | NA | XKCO | 1 | 1 |  |  |  | 0.9 | 1 | 1 | 50 | 1 |  | 9999 | NA | 1.152 | 9999 | [6 empty] | 9998
|  | XKCOIMP | XKRCOIM000 | XK, Coal Import |  | NA | NA | NA | XKCO | 1 | 1 |  |  |  | 0.9 | 1 | 1 | 50 | 1 |  | 9999 | NA | 1.44 | 9999 | [6 empty] | 9998
XK -PP | XK -PP | XKCOSChO | XKPCOSCHO0 | XK, Coal Single Cycle- Existing Outside DRB | (XK A: 610MW+XKB:678MW) | XKCO | 3.335 | 1 | XKEL1 | 1 | 1 |  |  |  | 0.9 | 0.747 | 31.536 | 30 | 1.288 |  | 1.288 | NA | Costs on imports | 9999 | 37 | [5 empty] | 0
| added | XKCOSCnO | XKPCOSCNO0 | XK, Coal Single Cycle- NEW - Outside DRB | (Kosova e RE (NEW XK): 500MW). Kosova e RE (New XK): 500MW, 2023. Under construction | XKCO | 2.5 | 1 | XKEL2 | 2 | 1 |  |  |  | 0.9 | 0.85 | 31.536 | 30 | 0 | 0.5 | 0.5 | 3000 | Costs on imports | 9999 | 29 | [5 empty] | 0.5
|  | XKHYRRhO | XKPHYRRHO0 | XK, Hydro Dam- Existing Outside DRB |  | NA | NA | NA | XKEL1 | 1 | 1 |  |  |  | 0.9 | 0.265 | 31.536 | 50 | 0.061 |  | 0.061 | NA | 0.66 | 9999 | 3.4 | [5 empty] | 0
|  | XKHYRRnO | XKPHYRRNO0 | XK, Hydro Dam- NEW Outside DRB |  | NA | NA | NA | XKEL1 | 1 | 1 |  |  |  | 0.9 | 0.265 | 31.536 | 50 | 0 |  |  | 2240 | 0.66 | 9999 | 3.4 | [5 empty] | 0
|  | XKSOU1O | XKPSOU1NO0 | XK, Solar PV - Outside DRB | No data on new plans | NA | NA | NA | XKEL1 | 1 | 1 |  |  |  | 0.9 | RN | 31.536 | 20 | 0 |  |  | 2128 | 21.28 | 99999 | 35 | [5 empty] | 0
|  | XKSOU1I | XKPSOU1NI0 | XK, Solar PV - Inside DRB | No data on new plans | NA | NA | NA | XKEL2 | 1 | 1 |  |  |  | 0.9 | RN | 31.536 | 20 | 0 |  |  | 2128 | 21.28 | 99999 | 35 | [5 empty] | 0
| Added | XKWI25O | XKPWI25NO0 | XK, Wind Turbine - Outside DRB | Bajgora Consists of 3 wind farms: 103.41MW, 2021 / Koznice: 34.5MW, 2022 / Cicavica: 51MW, ?? | NA | NA | NA | XKEL1 | 1 | 1 |  |  |  | 0.9 | RN | 31.536 | 25 | 0.0325 |  | 0.1889 | 1802 | 18.02 | 99999 | 29 | [5 empty] | 0.1564
|  | XKWI25I | XKPWI25NI0 | XK, Wind Turbine - Inside DRB | Zatric: 64.8MW, ?? // assumed after 2025 | NA | NA | NA | XKEL1 | 1 | 1 |  |  |  | 0.9 | RN | 31.536 | 25 | 0 |  | 0.0648 | 1802 | 18.02 | 99999 | 29 | [5 empty] | 0.0648
XK -T&D | XK -T&D | XKELTRS | XKTELTRH00 | XK, Transmission Lines |  | XKEL1 | 1 | 1 | XKEL2 | 0.981 | 1 |  |  |  | 0.9 | 1 | 1 | 25 | 55 |  | 9999 | NA | [8 empty] | 9944
|  | XKELDIS | XKTELDSH00 | XK, Distribution Lines |  | XKEL2 | 1 | 1 | XKEL1 | 0.736 | 1 |  |  |  | 0.9 | 1 | 1 | 25 | 55 |  | 9999 | NA | [8 empty] | 9944
| XK Trade | XKELIMP | XKTRDIMH00 | XK, Total Electricity Import |  | NA | NA | NA | XKEL1 | 1 | 1 |  |  |  | 0.9 | 1 | 1 | 25 | 1 |  | 9999 | NA | [8 empty] | 9998
|  | XKELEXP | XKTRDEXH00 | XK, Total Electricity Export |  | XKEL1 | 1 | 1 | XKEL4 | 1 | 1 |  |  |  | 0.9 | 1 | 1 | 25 | 1 |  | 9999 | NA | [8 empty] | 9998
|  | XKELAL | XKTRDAKH00 | XK-AL Historic Trade Link | KO_AL | XKEL1 | 1 | 1 | ALEL1 | 1 | 1 |  |  |  | 0.9 | 1 | 1 | 25 | 0.3 |  | 9999 | NA | [8 empty] | 9998.7
XK Trade |  | XKELME | XKTRDMEH00 | XK - ME Historic Trade link |  | XKEL1 | 1 | 1 | MEEL1 | 1 | 1 |  |  |  | 0.9 | 1 | 1 | 25 | 0.44 |  | 9999 | NA | [8 empty] | 9998.56
Cascade | Cascade | LakeOhrid | MKCWTLK0BD | MK , Lake Ohrid (Ohrid_CT) |  | NA | NA | NA | W_BDRS1 | 1 | 1 |  |  |  | 1 |  | 1 | 100 | 1071.9257 |  | 1071.9257 | [9 empty] | 0
|  | BDCT1 | MKCWTCT1BD | MK , Black Drin inflow from Catchment 1 (Globo_CT) |  | NA | NA | NA | W_BDRS1 | 1 | 1 |  |  |  | 1 |  | 1 | 100 | 165.6522 |  | 165.6522 | [9 empty] | 0
|  | BDRS1 | MKCWTRS1BD | MK , Black Drin River Segment 1 |  | W_BDRS1 | 1 | 1 | W_Glob | 1 | 1 |  |  |  | 1 |  | 1 | 100 | 1237.5779 |  | 1237.5779 | [9 empty] | 0
|  | SPL1 | MKCWTSP1BD | MK , Globocica HPP spillway |  | NA | NA | NA | W_BDRS2 | 1 | 1 |  |  |  | 1 |  | 1 | 100 | 34690 |  | 34690 | [9 empty] | 0
|  | BDCT2 | MKCWTCT2BD | MK , Black Drin Catchment 2 (Shiplje_CT) |  | NA | NA | NA | W_BDRS2 | 1 | 1 |  |  |  | 1 |  | 1 | 100 | 1290.7235 |  | 1290.7235 | [9 empty] | 0
|  | BDRS2 | MKCWTRS2BD | MK , Black Drin River Segment 2 |  | W_BDRS2 | 1 | 1 | W_Shpi | 1 | 1 |  |  |  | 1 |  | 1 | 100 | 2528.3014 |  | 2528.3014 | [9 empty] | 0
|  | SPL2 | MKCWTSP2BD | MK , Shpilje HPP spillway |  | NA | NA | NA | W_BDRS3 | 1 | 1 |  |  |  | 1 |  | 1 | 100 | 69379 |  | 69379 | [9 empty] | 0
|  | BDCT3 | MKCWTCT3DD | MK , Black Drin Catchment 3 (Skavica_CT) |  | NA | NA | NA | W_BDRS3 | 1 | 1 |  |  |  | 1 |  | 1 | 100 | 1992.8778 |  | 1992.8778 | [9 empty] | 0
|  | BDRS3 | MKCWTRS3DD | MK , Black Drin River Segment 3 |  | W_BDRS3 | 1 | 1 | W_DRS1 | 1 | 1 |  |  |  | 1 |  | 1 | 100 | 4521.1792 |  | 4521.1792 | [9 empty] | 0
|  | SPL3 | ALCWTSP3DD | AL , Skavica HPP spillway (Planned) |  | NA | NA | NA | W_DRS1 | 1 | 1 |  |  |  | 1 |  | 1 | 100 | 0 |  | 0 | [9 empty] | 0
|  | WDRS1 | XKCWTRS1WD | XK, White Drin River Segment 1 (WDrin_CT) |  | NA | NA | NA | W_DRS1 | 1 | 1 |  |  |  | 1 |  | 1 | 100 | 3245.2523 |  | 3245.2523 | [9 empty] | 0
|  | DCT1 | ALCWTCT1DD | AL, Drin inflow from Catchment 1 (Fierza_CT) |  | NA | NA | NA | W_DRS1 | 1 | 1 |  |  |  | 1 |  | 1 | 100 | 1999.8143 |  | 1999.8143 | [9 empty] | 0
|  | DRS1 | ALCWTRS1DD | AL, Drin River Segment 1 |  | W_DRS1 | 1 | 1 | W_Fier | 1 | 1 |  |  |  | 1 |  | 1 | 100 | 7773.368 |  | 7773.368 | [9 empty] | 0
|  | SPL4 | ALCWTSP4DD | AL, Fierza HPP spillway |  | NA | NA | NA | W_DRS2 | 1 | 1 |  |  |  | 1 |  | 1 | 100 | 84200 |  | 84200 | [9 empty] | 0
|  | DCT2 | ALCWTCT2DD | AL, Drin inflow from Catchment 2 (Koman_CT) |  | NA | NA | NA | W_DRS2 | 1 | 1 |  |  |  | 1 |  | 1 | 100 | 3928.5482 |  | 3928.5482 | [9 empty] | 0
|  | DRS2 | ALCWTRS2DD | AL, Drin River Segment 2 |  | W_DRS2 | 1 | 1 | W_Koma | 1 | 1 |  |  |  | 1 |  | 1 | 100 | 11701.9162 |  | 11701.9162 | [9 empty] | 0
|  | SPL5 | ALCWTSP5DD | AL, Koman HPP spillway |  | NA | NA | NA | W_DRS3 | 1 | 1 |  |  |  | 1 |  | 1 | 100 | 107222 |  | 107222 | [9 empty] | 0
|  | DCT3 | ALCWTCT3DD | AL, Drin inflow from Catchment 3 (VauDejas_CT) |  | NA | NA | NA | W_DRS3 | 1 | 1 |  |  |  | 1 |  | 1 | 100 | 842.9333 |  | 842.9333 | [9 empty] | 0
|  | DRS3 | ALCWTRS3DD | AL, Drin River Segment 3 |  | W_DRS3 | 1 | 1 | W_Vaud | 1 | 1 |  |  |  | 1 |  | 1 | 100 | 12544.8495 |  | 12544.8495 | [9 empty] | 0
|  | SPL6 | ALCWTSP6DD | AL, Vau I dejes HPP spillway |  | NA | NA | NA | W_DRS4 | 1 | 1 |  |  |  | 1 |  | 1 | 100 | 211000 |  | 211000 | [9 empty] | 0
|  | DCT4 | ALCWTCT4DD | AL, Drin inflow from Catchment 2 (after Vau I dejes HPP) |  | NA | NA | NA | W_DRS4 | 1 | 1 |  |  |  | 1 |  | 1 | 100 | 800 |  | 800 | [9 empty] | 0
|  | DRS4 | ALCWTRS4DD | AL, Drin River Segment 4 (outflow from Drin) |  | W_DRS4 | 1 | 1 | W_DrinOutflow | 1 | 1 |  |  |  | 1 |  | 1 | 100 | 15043.6672 |  | 15043.6672 | [9 empty] | 0
|  | Fuels | New Fuel ID | Description
22 |  | ALNG | ALNG00000 | AL Natural Gas
|  | ALEL1 | ALEL10000 | AL Electricity (From Power Plants To Transmision level)
|  | ALEL2 | ALEL20000 | AL Electricity (From Transmision level to Distribution level )
|  | ALEL3 | ALEL30000 | AL Electricity (From Distribution level to Final)
|  | ALEL4 | ALEL40000 | AL Export electricity
|  | GREL1 | GREL10000 | GR Final Level
|  | MKCO | MKCO00000 | MK Coal
|  | MKHF | MKHF00000 | MK HF
|  | MKNG | MKNG00000 | MK Gas
|  | MKEL1 | MKEL10000 | MK Electricity (From Power Plants To Transmision level)
|  | MKEL2 | MKEL20000 | MK Electricity (From Transmision level to Distribution)
|  | MKEL3 | MKEL30000 | MK Electricity (From Distribution level to Final)
|  | MKEL4 | MKEL40000 | MK Export electricity
|  | MECO | MECO00000 | ME CO
|  | MEEL1 | MEEL10000 | ME Electricity (From Power Plants To Transmision level)
|  | MEEL2 | MEEL20000 | ME Electricity (From Transmision level to Distribution)
|  | MEEL3 | MEEL30000 | ME Electricity (From Distribution level to Final)
|  | MEEL4 | MEEL40000 | ME Export electricity
|  | XKCO | XKCO00000 | XK Coal
|  | XKEL1 | XKEL10000 | XK Electricity (From Power Plants To Transmision level)
|  | XKEL2 | XKEL20000 | XK Electricity (From Transmision to Distribution level )
|  | XKEL3 | XKEL30000 | XK Electricity (From Distribution level to Final)
|  | BAEL1 | BAEL10000 | Bosnia Export electricity
|  | ITEL1 | ITEL10000 | Italy Electricity trade
|  | BGEL1 | BGEL10000 | BG Electricity trade
|  | RSEL1 | RSEL10000 | RS Electricity trade
14 |  | W_BDRS1 | MKWTBDRS1 | MK - Water flow in Black Drin - River Segment 1
|  | W_Glob | MKWTGLOBS | MK - Water flow Globocica Resevoir
|  | W_BDRS2 | MKWTBDRS2 | MK - Water flow in Black Drin - River Segment 2
|  | W_Shpi | MKWTSHPIL | MK - Water flow Shpilje Resevoir
|  | W_BDRS3 | MKWTBDRS3 | MK - Water flow in Black Drin - River Segment 3
|  | W_Skav | ALWTSKAVS | AL - Water flow Skavica Resevoir (NEW project)
|  | W_DRS1 | ALWTDDRS1 | AL - Water flow in Drin - River Segment 1
|  | W_Fier | ALWTFIERZ | AL - Water flow Fierza Resevoir
|  | W_DRS2 | ALWTDDRS2 | AL - Water flow in Drin - River Segment 2
|  | W_Koma | ALWTKOMAN | AL - Water flow Koman Resevoir
|  | W_DRS3 | ALWTDDRS3 | AL - Water flow in Drin - River Segment 3
|  | W_Vaud | ALWTVAUDJ | AL - Water flow Vau I dejas Resevoir
|  | W_DRS4 | ALWTDDRS4 | AL - Water flow in Drin - River Segment 4
|  | W_DrinOutflow | ALWTDDRS5 | AL - Water outflow from Drin - River Segment 4
Storage
|  | Globocica_S | MKSGLOBO | MK, Globocica reservoir
|  | Shpilje_S | MKSSHPIL | MK, Shpilje reservoir
|  | Fierza_S | ALSFIERZ | AL, Fierza reservoir
|  | Koman_S | ALSKOMAN | AL, Koman reservoir
|  | Vau_i_Dejes_S | ALSVAUDE | AL, Vau_i_Dejes reservoir
Note on W6: Youssef Almulla: investment cost 350 million euro (396m$) / capacity 0.35 GW source: https://seenews.com/news/albania-to-start-skavica-hpp-construction-in-2021-report-701700#:~:text=Rama%20said%20last%20month%20that,northern%20part%20of%20the%20country.
Note on Y6: Youssef Almulla: assumed as data from MK
Note on Q10: Youssef Almulla: Based on 15 years avg production
Note on Q11: Youssef Almulla: assumption based on the historical data
Note on W11: Youssef Almulla: data for AL Kalivac
Note on Q12: Youssef Almulla: Based on 15 yrs avg
Note on Q13: Youssef Almulla: based on 15 yrs avg
Note on H16: Youssef Almulla: assuming 52% efficiency
Note on Q17: Youssef Almulla: assumption
Note on W17: Youssef Almulla: data for AL
Note on X18: Youssef Almulla: see the source. The price is 24.89 EUR/MWh
Note on T22: Youssef Almulla: based on model iteration
Note on Q36: Youssef Almulla: Based on Bitola cap and avg output of (4340/3600)
Note on Q38: Youssef Almulla: Based on Bitola cap and avg output of (4340/3600)
Note on T38: Youssef Almulla: to be updated to 210 MW
Note on Q41: Youssef Almulla: Based on 25 years avg
Note on Q42: Youssef Almulla: Based on 25 years avg
Note on Q43: Youssef Almulla: Based on 25 yrs avg
Note on Q44: Youssef Almulla: Based on 25 yrs avg
Note on Q45: Youssef Almulla: assumption based on SHP CF in Albania
Note on Q46: Youssef Almulla: assumption
Note on Q47: Youssef Almulla: assumption
Note on Q48: Youssef Almulla: assumption
Note on W71: Youssef Almulla: based on ME sheet
Note on W72: Youssef Almulla: avg of 3 projects in MK
Note on W73: Youssef Almulla: avg of 3 projects in MK
Note on W77: Youssef Almulla: based on new lignits project in MK
Note on W78: Youssef Almulla: based on new lignits project in MK
Note on W97: Youssef Almulla: cost for kosovo new coal plant
Note on W99: Youssef Almulla: data for XK
Note on W100: Youssef Almulla: data for XK
Note on W101: Youssef Almulla: data for XK
Note on W102: Youssef Almulla: data for XK
Note on W103: Youssef Almulla: data for XK

## AL HPPs
Update this list with the Activity report 2018 | Plant | Operator | River | Basin/(Sub)River Basin | Type | Reservoir Storage Volume (million m3) | Capacity (MW) | Turbine | Started Operation | Output (GWh) | Design CF (%) | AVG Output Last 15 years (GWh) | AVG CF Last 15 years (%) | AVG Output Last 25 years (GWh) | AVG CF Last 25 years (%) | Source |  | Country | Fuel | Tech | Historical/New | In/Out | NO | ID | Capacity (MW)
| Drin River cascade/Fierza | KESH | Drin | Drin-Bune | DAM | 2350 | 500 | Francis 4*125 | 1976 | 1544 | 35.3 | 1466 | 33.5 | 1373.7 | 31.4 | Hydropower WB2017 |  | AL | HY | DM | h | I | 1 | ALHYDMhI1 | 500
KESH cap is correct | Bistrica 1 & 2 cascade | Hec Bistrica 1 dhe 2 sha | Bistrica | Bistrica | ROR | n/a | 27.5 | n/a | 1962 | 119.6 | 60.7 | 128.7 | 65.3 | 15.4 | 7.8 | Hydropower WB2017 |  | AL | HY | RR | h | O |  | ALHYRRhO | 27.5
Privite cap should be 755.2 MW | Drin River cascade/Komani | KESH | Drin | Drin-Bune | DAM | 188 | 600 | Francis 4*150 | 1985 | 1722 | 32.8 | 1794.4 | 34.1 | 1801.8 | 34.3 | Hydropower WB2017 |  | AL | HY | DM | h | I | 2 | ALHYDMhI2 | 600
what I have is 563.8 MW | Drin River cascade/Vau I Dejes | KESH | Drin | Drin-Bune | DAM | 310 | 250 | Francis 5*50 | 1970 | 880 | 40.2 | 952.4 | 43.5 | 930.7 | 42.5 | Hydropower WB2017 |  | AL | HY | DM | h | I | 3 | ALHYDMhI3 | 250
diff | Ulza | Kurum | Liqeni I Ulzes | Mat | DAM | 10 | 25.2 | Kaplan 4*6,25 | 1954 | 105.4 | 47.7 | 111.2 | 50.4 | 26.7 | 12.1 | Hydropower WB2017 | Security of the energy sector | AL | HY | DM | h | O |  | ALHYDMhO | 25.2
191.4 | Shkopeti | Kurum | Liqeni I Shkopeti | Mat | DAM | 124 | 25 | Kaplan 2*12,5 | 1956 | 70.3 | 33.4 | 70.8 | 33.7 | 17 | 8.1 | Hydropower WB2017 | Security of the energy sector | AL | HY | DM | h | O |  | ALHYDMhO | 25
| Drin River Cascade/Ashta 1 | Energji Ashta | Drin | Drin-Bune | ROR | n/a | 22.2 | Propoller 45*0,438 | 2013 | 180 | 36 | 216.3 | 0 | 216.3 | 111.2 | Hydropower WB2017 |  | AL | HY | RR | h | I |  | ALHYRRhI | 22.2
| Drin River Cascade/Ashta 2 | n/a | Drin | Drin-Bune | ROR | n/a | 34.2 | Propoller 45*0,6338 | 2013 | 165 | 55.1 | 0 | 0 | 0 | 0 | Hydropower WB2017 |  | AL | HY | RR | h | I |  | ALHYRRhI | 34.2
| Vlushe | "Hec Vlushe" SHPK | Corovode | Osumi | DER | n/a | 14.2 | Pelton Vert 2*7,1 | 2014 | 44.8 | 36 | 12.2 | 9.8 | 6.1 | 4.9 | Hydropower WB2017 |  | AL | HY | SH | h | O |  | ALHYSHhO | 14.2
| Sllabinje (Fterre Sarande) | SHPK | Shkumbin | Shkumbin | ROR | n/a | 13.8 | 1*13,8 | 2012 | 43.5 | 36 | 31 | 25.6 | 31 | 25.6 | Hydropower WB2017 |  | AL | HY | RR | h | O |  | ALHYRRhO | 13.8
| Martanesh (Bulqize) | "Albanian Power" SHPK | Zalli I okshtunit | n/a | DER | n/a | 10.5 | n/a | 2012 | 33.1 | 36 | 15 | 16.3 | 20 | 21.7 | Hydropower WB2017 |  | AL | HY | SH | h | O |  | ALHYSHhO | 10.5
| Pobreg | "Energy Plus" SHPK | Luma | Drin | DER | n/a | 12.7 | n/a | 2013 | 40.1 | 36 | 28.1 | 25.2 | 21.1 | 18.9 | Hydropower WB2017 |  | AL | HY | SH | h | I |  | ALHYSHhI | 12.7
| Liapaj | "Gjo.Spa.POWER" SHPK | Bushtrica | Drin | ROR | n/a | 13.62 | Pelton 2*6,81 | 2012 | 43 | 36 | 36.1 | 30.3 | 144.5 | 121.1 | Hydropower WB2017 |  | AL | HY | RR | h | I |  | ALHYRRhI | 13.62
| Bele 2 | ALB ENERGY | Luma | Drin | ROR | n/a | 11 | Francis 3*3,7 | 2015 | 34.7 | 36 | 0 | 0 | n/a | n/a | Hydropower WB2017 |  | AL | HY | RR | h | I |  | ALHYRRhI | 11
| Tervol | HEC TERVOL | Holte | Devoll | ROR | n/a | 12 | n/a | 2012 | 37.8 | 36 | 32.9 | 31.3 | 7.9 | 7.5 | Hydropower WB2017 |  | AL | HY | RR | h | O |  | ALHYRRhO | 12
| Okshtun+Temove+Lubalesh 1 | DITEKO SHPK | Zalli I okshtunit | Drin | DAM | 10.7 | 15 | Pelton 3*5 | 2016 | 47.1 | 36 | n/a | n/a | n/a | n/a | Hydropower WB2017 |  | AL | HY | DM | h | I |  | ALHYDMhI | 15
| Lubalesh 2+Gjorice | DITEKO SHPK | Zalli I okshtunit | Drin | ROR | n/a | 10.9 | Francis 3*3,7 | 2014 | 34.2 | 36 | n/a | n/a | n/a | n/a | Hydropower WB2017 |  | AL | HY | RR | h | I |  | ALHYRRhI | 10.9
| Banja | Statkraft | Devoll | Seman | DAM |  | 73 | Francis 3*24,3 |  | 254 | [5 empty] | https://balkangreenenergynews.com/statkraft-opened-its-first-hydropower-plant-in-albania/ |  | AL | HY | DM | h | O |  | ALHYDMhO | 73
[18 empty] | AL | HY | SH | h | O |  | ALHYSHhO | 263.01
| Hydro<10 MW | [5 empty] | 263.01 |  |  |  |  | 182 | [12 empty] | 1933.83
| ALBANIA Total/Average | [5 empty] | 1933.83 |  |  | 5398.6 | 39.1294 | 5077.1 | 26.6 | 4612.2 | 31.9357
| ECS report | MW |  | NREAP 2016 | [7 empty] | CF DAM | 39.04
| HPP>10MW | 1775 |  | 90 SHPPs until early 2015 |  | 37 are operational |  | DAM | 1488.2 |  |  | CF ROR | 29.1143
| HPP<10MW | 272 |  | HPP<10MW | 294,32 MW | Source Hydropower situation |  | ROR | 445.63
| Total ECS report | 2047 |  | Prod in 2014 | 919 GWh |  |  | Total Albania | 1933.83
Small Hydropower plants
| Plant | Operator | River | Basin/(Sub)River Basin | Type | Capacity (MW) | Started Operation | Design Output (GWh) | Output in 2015 (GWh) | Source | WB & Mapping |  |  | al | mk
| Tirana | n/a | n/a | n/a | n/a | n/a | 1951 | n/a | 0 |  | and ALB DEMAND 15 |  | SHPP | 144 | 79 | 0.892
| Selita | n/a | n/a | n/a | n/a | 5 | 1952 | n/a | 0 |  |  |  | LHPP | 18 | 9 | 0.108
| Queparo | n/a | n/a | n/a | n/a | n/a | 1960 | n/a | 0 |  |  |  |  | 162 | 88 | 250
| Theth (Theti) | Shala Energy | Thethit | Drin | n/a | n/a | 1966 | n/a | 0
| Bistrica I and II cascade /Bistrica 2 | Hec Bistrica 1 dhe 2 sha | Bistrice | Vjosa | ROR | 5 | 1967 | 36.7 | 0 |  | Compare with ALB DEMAND 15
| Curraj-Epshem | n/a | Curraj | Drin | n/a | n/a | 1969 | n/a | 0 |  | Build in 2015 and did not produce whole year
| Dragobia (Dragobi) | n/a | Valbone | Drin | n/a | n/a | 1969 | n/a | 0 |  | Check the rest
| Cerem (Ceremi) | T-Plani shpk | Valbone | Drin | n/a | n/a | 1969 | n/a | 0
| Bradazhnice | n/a | n/a | n/a | n/a | n/a | 1975 | n/a | 0
| Kelcyre (Kelcyra) | n/a | Vjosa | Vjosa | n/a | n/a | 1978 | n/a | 0
| Labinot-Mal (Elbasan) | Ansara shpk | Zaranikes | Shkumbin | ROR | 0.25 | 2008 | 1.3 | 0 |  |  |  | MW | #
| Gjanc | Spahiu Gjanc shpk. | Osumi/Leshnje | Seman | n/a | 2.96 | 2010 | n/a | 8.2 |  |  | SHPPop | 263.01 | 135
| Smokthine | Albanian Green Energy shpk | Smokthine | Vjosa | n/a | 9.2 | 2010 | n/a | 32.1 |  |  | SHPPtot | 273.01 | 146
| Bene | Marjakaj sh.p.k | n/a | n/a | n/a | 1 | 2010 | n/a | 1.2
| Selce | Selca Energji sh.p.k | n/a | n/a | n/a | 1.6 | 2010 | n/a | 2.2
| Bogove (Skrapar) | Wonder Power | Bogove | Seman | n/a | 2.5 | 2010 | n/a | 7.7 |  |  |  |  | 153
| Xhyre (Librazhd) | AMAL | n/a | n/a | n/a | 0.25 | 2010 | n/a | 2
| Vithkuq (Korce) | FAVINA I | n/a | n/a | n/a | 2.72 | 2010 | n/a | 10.9
| Orenje (Librazhd) | Juana | n/a | n/a | n/a | 0.88 | 2010 | n/a | 1.1
| Bishnica 2 | HEC BISHNICA 1,2 | Bistrica | Vjosa | n/a | 2.5 | 2010 | 12.91 | 11.3
| Dishnica | “Dishnica Energy” shpk | Dishnice | Seman | n/a | 0.2 | 2010 | 0.8 | 0.6
| Lubonje | Elektro Lubonje shpk | Lubonje | Shkumbin | n/a | 0.3 | 2010 | n/a | 0.3
| Gizavesh | Dosku Energy shpk | n/a | n/a | n/a | 0.5 | 2011 | n/a | 2.5
| Carshove | ERMA MP shpk | Carshove | Vjosa | n/a | 1.5 | 2011 | n/a | 3.6
| Sasaj (Sarande) | Energo - Sas shpk | n/a | n/a | n/a | 7 | 2011 | n/a | 25
| Klos (Mirdite) | Malido-Energji shpk | Fan | Mat | n/a | 1.95 | 2012 | n/a | 2.8
| Peshku (Burrel) | PESHK | Licone/Lene/Theken | Mat | n/a | 3.43 | 2012 | n/a | 12.2
| Kumbull- Merkurth (Mirdite) | DN & NAT Energyshpk | Kumbulles | Mat | n/a | 0.83 | 2012 | n/a | 1.4
| Dardhe | Wenerg shpk | Dardhe | Drin | n/a | 5.8 | 2012 | n/a | 9.3
| Selishte | Selishte shpk | Madh | Drin | n/a | 2 | 2012 | n/a | 5.7
| Picar 1 (Gjirokaster) | Peshku Picar 1 shpk | Reza e Kolonjes | n/a | n/a | 0.2 | 2013 | 1.2 | 0.5
| Qafzeze | ÇAUSHI ENERGJI | Shtikes | Seman | n/a | 0.4 | 2013 | 2.87 | 1.8
| Mollaj | ENERGJI XHAÇI | Dunavec | Shkumbin | n/a | 0.6 | 2013 | 1.98 | 1
| Kryezi 1 | Bekim Energjitik shpk | Madh | Mat | n/a | 0.6 | 2013 | n/a | n/a
| Kryezi i Eperm | Bekim Energjitik shpk | Madh | Mat | n/a | 0.2 | 2013 | n/a | n/a
| Bele 1 | Euron Energy Group shpk | Lumi Luma | Drin | n/a | 5 | 2013 | n/a | n/a
| Topojan 2 | Euron Energy Group shpk | Lumi Luma | Drin | n/a | 5.8 | 2013 | n/a | n/a
| Shkalle | Energy partners Al shpk | Benjit | Mat | n/a | 1.6 | 2013 | n/a | n/a
| Cerunje 1 | Energy partners Al shpk | Benjit | Mat | n/a | 2.3 | 2013 | n/a | n/a
| Cerunje 2 | Energy partners Al shpk | Benjit | Mat | n/a | 2.8 | 2013 | n/a | n/a
| Klos | Energy partners Al shpk | n/a | n/a | n/a | 2.3 | 2013 | n/a | n/a
| Rrype | Energy partners Al shpk | n/a | n/a | n/a | 3.6 | 2013 | n/a | n/a
| Shemri | Erald Energy | Leproit | Drin | n/a | 1 | 2013 | n/a | n/a
| Mgulle | Erald Energy | Leproit | Drin | n/a | 0.8 | 2013 | n/a | n/a
| Koka1 | SNOW ENERGY | Licones | Mat | n/a | 3.2 | 2013 | n/a | 5.2
| Tucep | HEC TUCEP | Tucepit | Drin | n/a | 0.4 | 2013 | n/a | 1
| Rapuni 1 | C&S Construction Energy shpk | Rapun | Shkumbin | n/a | 4.1 | 2013 | n/a | n/a
| Rapuni 2 | C&S Construction Energy shpk | Rapun | Shkumbin | n/a | 4 | 2013 | n/a | n/a
| Ostreni i Vogel | Lu & Co Eco Energy shpk | Tucepit | Drin | n/a | 0.32 | 2014 | 1.85 | 0.8
| Qarr | Hec Qarr & Kaltanjshpk | n/a | n/a | n/a | 1 | 2014 | n/a | n/a
| Kaltanj | Hec Qarr & Kaltanjshpk | n/a | n/a | n/a | 0.5 | 2014 | n/a | n/a
| Langarica 3 | Idro Energia Pulita shpk | Langarice | Vjosa | n/a | 2.2 | 2014 | n/a | 1.48
| Gostivisht | Idro Energia Pulita shpk | n/a | n/a | n/a | 1.3 | 2014 | n/a | n/a
| Ura e Dashit | Idro Energia Pulita shpk | n/a | n/a | n/a | 1.2 | 2014 | n/a | n/a
| Sotira 1&2 | Hidro Energy Sotire shpk | Sotire | Seman | n/a | 2.2 | 2014 | 8.58 | 5.9
| Murdhar 1 | HydroEnergy shpk | Zallit | Drin | n/a | 2.68 | 2014 | n/a | n/a
| Murdhar 2 | HydroEnergy shpk | Zallit | Drin | n/a | 1 | 2014 | n/a | n/a
| Kozel | E.T.H.H. shpk | Kozeli | Seman | n/a | 0.5 | 2014 | n/a | n/a
| Helmes 1 | E.T.H.H. shpk | Kozeli | Seman | n/a | 0.8 | 2014 | n/a | 1.11
| Helmes 2 | E.T.H.H. shpk | Kozeli | Seman | n/a | 0.5 | 2014 | n/a | 0.38
| Cekrez 1 | ZALL HERR ENERGJI 2011 | Lumi Terkuze | Ishem/Erzen | n/a | 0.43 | 2014 | n/a | n/a
| Cekrez 2 | ZALL HERR ENERGJI 2012 | Lumi Terkuze | Ishem/Erzen | n/a | 0.23 | 2014 | n/a | n/a
| Trebisht | SA-GLE KOMPANI | Trebisht | Drin | n/a | 1.78 | 2014 | 8.05 | 1.3
| Radove | MTC ENERGY | Carshove | Vjosa | n/a | 2.5 | 2014 | 11.6 | 7.64
| Topojan 1 | ALB ENERGY | Lumi Luma | Drin | n/a | 2.9 | 2015 | n/a | 0
| Orgjost I Ri | Energal shpk | Lumi Luma | Drin | n/a | 4.8 | 2015 | n/a | 13.7
| Perrollaj | FATLUM | n/a | n/a | n/a | 0.5 | 2015 | n/a | 0.21
| Truen | TRUEN | Truen | Drin | n/a | 2.5 | 2015 | n/a | 2.9
| Stravaj | STRAVAJ ENERGY | Frangovisht | Shkumbin | n/a | 3.6 | 2015 | 16.32 | 7.64
| Kacni | KISI BIO ENERGJI | Peshkut | Drin | n/a | 3.87 | 2015 | n/a | 1.69
| Shutine | SHUTINA | Shutines | Fan | n/a | 2.4 | 2015 | n/a | 0.84
| Gurshpate 1 | GURSHPAT ENERGY | Gur Shpat | Shkumbin | n/a | 0.84 | 2015 | n/a | 6.3
| Gurshpate 2 | GURSHPAT ENERGY | Gur Shpat | Shkumbin | n/a | 0.83 | 2015 | n/a | n/a
| Hurdhas 1 | KOMP ENERGJI | Hurdhas | Mat | n/a | 1.71 | 2015 | n/a | 2.82
| Hurdhas 2 | KOMP ENERGJI | Hurdhas | Mat | n/a | 1.3 | 2015 | n/a | n/a
| Hurdhas 3 | KOMP ENERGJI | Hurdhas | Mat | n/a | 1.2 | 2015 | n/a | n/a
| Treska 2 | Hec-Treske shpk | Nikolices | Seman | n/a | 0.62 | 2015 | n/a | n/a
| Treska 3 | Hec-Treske shpk | Nikolices | Seman | n/a | 0.4 | 2015 | n/a | n/a
| Treska 4 | Hec-Treske shpk | Nikolices | Seman | n/a | 3.6 | 2015 | n/a | 2.58
| Borove | DITEKO shpk | Okshtunit | Drin | n/a | 1.92 | 2015 | n/a | n/a
| Zabzun | DITEKO shpk | Okshtunit | Drin | n/a | 0.3 | 2015 | n/a | n/a
| Sebishte | DITEKO shpk | Okshtunit | Drin | n/a | 2.84 | 2015 | n/a | n/a
| Prodan 1 | DITEKO shpk | Okshtunit | Drin | n/a | 0.38 | 2015 | n/a | n/a
| Prodan 2 | DITEKO shpk | Okshtunit | Drin | n/a | 0.8 | 2015 | n/a | n/a
| Okshtun Ekologjik | DITEKO shpk | Okshtunit | Drin | n/a | 0.45 | 2015 | n/a | n/a
| Ternove | DITEKO shpk | Liqeni I Zi | Drin | n/a | 0.92 | 2015 | n/a | n/a
| Lubalesh 1 | DITEKO shpk | Okshtunit | Drin | n/a | 4.6 | 2015 | n/a | 9.71
| Lubalesh 2 | DITEKO shpk | Okshtunit | Drin | n/a | 5.1 | 2015 | n/a | n/a
| Gjorice | DITEKO shpk | Okshtunit | Drin | n/a | 4.18 | 2015 | n/a | n/a
| Lengarica | Lengarica & Energy sh.p.k | Langarice | Vjosa | n/a | 8.94 | 2015 | n/a | 1.4
| Driza | MESOPOTAM ENERGY | Bence | Vjosa | n/a | 3.41 | 2015 | n/a | 0.31
| Bistrica 3 | Bistrica 3 Energy shpk | n/a | n/a | n/a | 1.53 | 2015 | n/a | 0.53
| Strelce | Strelca Energy shpk | n/a | n/a | n/a | 1.5 | 2015 | n/a | 0.34
| Treska 1 | Projeksion Energji sh.a. | n/a | n/a | n/a | 0.13 | 2015 | n/a | 0.08
| Lanabregas 1+2 | HPP Lanabregas | Lumi I Lanes | Ishem/Erzen | n/a | 5 | n/a | 37 | n/a
| Borshi (also Borsh) | BGE shpk | Borsh | Vjosa | n/a | 0.25 | n/a | n/a | n/a
| Bulqize | BGE shpk | Hutres | Drin | n/a | 0.6 | n/a | n/a | n/a
| Funares | BGE shpk | Lurnikut | Shkumbin | n/a | 1.92 | n/a | n/a | n/a
| Lunik | BGE shpk | Lunik | Shkumbin | n/a | 0.2 | n/a | n/a | n/a
| Nikolica (also Nikolice) | BGE shpk | Nikolices | Seman | n/a | 0.7 | n/a | n/a | n/a
| Vithkuq | Favina 1 shpk | Shtyllasit | Seman | n/a | 0 | n/a | n/a | n/a
| Orgjost | BGE shpk | Orgjost | Drin | n/a | 1.2 | n/a | n/a | n/a
| Lekbibaj | BGE shpk | Curraj | Drin | n/a | 1.4 | n/a | n/a | n/a
| Velcan | BGE shpk | Velcanit | Shkumbin | n/a | 1.2 | n/a | n/a | n/a
| Zerqan | BGE shpk | Zalli Bulqizes | Drin | n/a | 0.63 | n/a | n/a | n/a
| Leshnice (also Leshnica) | BGE shpk | Leshnice | Vjosa | n/a | 0.38 | n/a | n/a | n/a
| Shoshan (Shoshaj) | BGE shpk | Valbone | Drin | n/a | 0 | n/a | n/a | n/a
| Kerpice | BGE shpk | Kerpice | Shkumbin | n/a | 0.42 | n/a | n/a | n/a
| Barmash | BGE shpk | Barmash | n/a | n/a | 0.63 | n/a | n/a | n/a
| Homesh | BGE shpk | Zogjajt | Drin | n/a | 0.33 | n/a | n/a | n/a
| Muhur | BGE shpk | Peshkut | Drin | n/a | 0.25 | n/a | n/a | n/a
| Marjan | BGE shpk | n/a | n/a | n/a | 0.2 | n/a | n/a | n/a
| Arras (also Arres or Arrez) | BGE shpk | Seman | Seman | n/a | 4.8 | n/a | n/a | n/a
| Dukagjin | BGE shpk | Shale | Drin | n/a | 0.64 | n/a | n/a | n/a
| Lure (also Lura) | BGE shpk | Lures | Drin | n/a | 0.75 | n/a | n/a | n/a
| Ujanik | BGE shpk | Shtikes | Seman | n/a | 0.63 | n/a | n/a | n/a
| Voskopoje | BGE shpk | Sules | Seman | n/a | n/a | n/a | n/a | n/a
| Piqeras (also Piqerras) | BGE shpk | Piqeras | Vjosa | n/a | n/a | n/a | n/a | n/a
| Rajan | BGE shpk | Rajan | Vjosa | n/a | 1.02 | n/a | n/a | n/a
| Lozhan | BGE shpk | Dolanit | Seman | n/a | 0.1 | n/a | n/a | n/a
| Borje | ENERGJI | Borjes | Drin | n/a | 1.5 | n/a | n/a | n/a
| Oreshke | ENERGJI | Lumi Luma | Drin | n/a | 5.6 | n/a | n/a | n/a
| Carnaleva | ENERGJI | Borjes | Drin | n/a | 2.95 | n/a | n/a | n/a
| Carnaleva 1 | ENERGJI | Borjes | Drin | n/a | 3.27 | n/a | n/a | n/a
| Faqekuq 1 | HP OSTROVICA shpk | Lumi Vlushes | Seman | n/a | 3 | n/a | n/a | n/a
| Faqekuq 2 | HP OSTROVICA shpk | Lumi Vlushes | Seman | n/a | 3.4 | n/a | n/a | n/a
| Stranik | Hidroinvest 1 shpk | n/a | n/a | n/a | 1.6 | n/a | n/a | n/a
| Zall Tore | Hidroinvest 1 shpk | Zall Tore | Shkumbin | n/a | 2.6 | n/a | n/a | n/a
| Belesova 1 (Lumas Berat) | Korkis 2009 shpk | Belisoves Berat | Seman | n/a | 0.15 | n/a | n/a | n/a
| Belesova 2 | Korkis 2009 shpk | Belisoves Berat | Seman | n/a | 0.28 | n/a | n/a | n/a
| Fterra 1 | Hidro Borshi shpk | Lumi Fterre | Vjosa | n/a | 1.08 | n/a | n/a | n/a
| Fterra 2 | Hidro Borshi shpk | Lumi Fterre | Vjosa | n/a | 2 | n/a | n/a | n/a
| Lura 1 | ”Erdat Lura” shpk | Molla Lures | Drin | n/a | 6.54 | n/a | n/a | 39.96
| Lura 2 | ”Erdat Lura” shpk | Molla Lures | Drin | n/a | 4.02 | n/a | n/a | n/a
| Lura 3 | ”Erdat Lura” shpk | Molla Lures | Drin | n/a | 5.66 | n/a | n/a | n/a
| Verba 1 | Hydro power Plant Of Korca shpk | n/a | n/a | n/a | 2 | n/a | n/a | n/a
| Verba 2 | Hydro power Plant Of Korca shpk | n/a | n/a | n/a | 3 | n/a | n/a | n/a
| Çarshove | Projeksion Energji sh.a. | Carshove | Vjosa | n/a | 0.07 | n/a | n/a | n/a
| Rehove | Projeksion Energji sh.a. | n/a | n/a | n/a | 0.1 | n/a | n/a | n/a
| Nice | Devy shpk & Zyfi shpk | Verbes | Seman |  | 0.6 | n/a | 2.74 | n/a | The next plant is included in this capacity
| Nishove 1 | Nishova shpk | Nishoves | Seman |  | 1.11 | n/a | 6.91 | n/a
| Meshanik | Drini 2000 | Bence | Vjosa |  | 1.65 | n/a | n/a | n/a
| Guve | Drini 2001 | Bence | Vjosa |  | n/a | n/a | n/a | n/a
| Bence | Ferrar shpk & Alfa Projekt | Bence | Vjosa |  | 5.4 | n/a | n/a | n/a
| Tepelene | Ferrar shpk & Alfa Projekt | Bence | Vjosa |  | n/a | n/a | n/a | n/a
| Ujanik 2 | Gramozi shpk & Ujanik II shpk | Ujanikut/Tomorrices | Seman |  | 1.9 | n/a | 9.58 | n/a
| Kaskada e Luses 1-7 | Komp Energji & STGC | Lusses | Mat |  | 6.8 | n/a | 31 | n/a
| Total ALB |  |  |  |  | 273.01 |  |  | 259.22
| Total ALB Operational |  |  |  |  | 263.01 |  |  | 259.22

## Electricity Trade
Note: This is just a quick workaround to fix the issue with the electricity trade.
|  |  | Tech | New ID | Input Fuel | IAR | Output Fuel | OAR | LowerActivity (PJ) |  | 2020 | 2021 | 2022 | 2023 | 2024 | 2025 | 2026 | 2027 | 2028 | 2029 | 2030 | 2031 | 2032 | 2033 | 2034 | 2035 | 2036 | 2037 | 2038 | 2039 | 2040 | 2041 | 2042 | 2043 | 2044 | 2045
AL | EL | IMP | ALELIMP | ALTRDIMH00 | 0 | 0 | ALEL1 | 1 | 9.9864 | ALTRDIMH00 | 9.9864 | 9.9864 | 9.9864 | 9.9864 | 9.9864 | 9.9864 | 9.9864 | 9.9864 | 9.9864 | 9.9864 | 9.9864 | 9.9864 | 9.9864 | 9.9864 | 9.9864 | 9.9864 | 9.9864 | 9.9864 | 9.9864 | 9.9864 | 9.9864 | 9.9864 | 9.9864 | 9.9864 | 9.9864 | 9.9864
AL | EL | EXP | ALELEXP | ALTRDEXH00 | ALEL1 | 1 | ALEL4 | 1 | 5.5407 | ALTRDEXH00 | 5.5407 | 5.5407 | 5.5407 | 5.5407 | 5.5407 | 5.5407 | 5.5407 | 5.5407 | 5.5407 | 5.5407 | 5.5407 | 5.5407 | 5.5407 | 5.5407 | 5.5407 | 5.5407 | 5.5407 | 5.5407 | 5.5407 | 5.5407 | 5.5407 | 5.5407 | 5.5407 | 5.5407 | 5.5407 | 5.5407
MK | EL | IMP | MKELIMP | MKTRDIMH00 | 0 | 1 | MKEL1 | 1 | 5.7024 | MKTRDIMH00 | 5.7024 | 5.7024 | 5.7024 | 5.7024 | 5.7024 | 5.7024 | 5.7024 | 5.7024 | 5.7024 | 5.7024 | 5.7024 | 5.7024 | 5.7024 | 5.7024 | 5.7024 | 5.7024 | 5.7024 | 5.7024 | 5.7024 | 5.7024 | 5.7024 | 5.7024 | 5.7024 | 5.7024 | 5.7024 | 5.7024
MK | EL | EXP | MKELEXP | MKTRDEXH00 | MKEL1 | 1 | MKEL4 | 1 | 0.41843 | MKTRDEXH00 | 0.41843 | 0.41843 | 0.41843 | 0.41843 | 0.41843 | 0.41843 | 0.41843 | 0.41843 | 0.41843 | 0.41843 | 0.41843 | 0.41843 | 0.41843 | 0.41843 | 0.41843 | 0.41843 | 0.41843 | 0.41843 | 0.41843 | 0.41843 | 0.41843 | 0.41843 | 0.41843 | 0.41843 | 0.41843 | 0.41843
ME | EL | IMP | MEELIMP | METRDIMH00 | 0 | 1 | MEEL1 | 1 | 3.5503 | METRDIMH00 | 3.5503 | 3.5503 | 3.5503 | 3.5503 | 3.5503 | 3.5503 | 3.5503 | 3.5503 | 3.5503 | 3.5503 | 3.5503 | 3.5503 | 3.5503 | 3.5503 | 3.5503 | 3.5503 | 3.5503 | 3.5503 | 3.5503 | 3.5503 | 3.5503 | 3.5503 | 3.5503 | 3.5503 | 3.5503 | 3.5503
ME | EL | EXP | MEELEXP | METRDEXH00 | MEEL1 | 1 | MEEL4 | 1 | 2.1434 | METRDEXH00 | 2.1434 | 2.1434 | 2.1434 | 2.1434 | 2.1434 | 2.1434 | 2.1434 | 2.1434 | 2.1434 | 2.1434 | 2.1434 | 2.1434 | 2.1434 | 2.1434 | 2.1434 | 2.1434 | 2.1434 | 2.1434 | 2.1434 | 2.1434 | 2.1434 | 2.1434 | 2.1434 | 2.1434 | 2.1434 | 2.1434
XK | EL | IMP | XKELIMP | XKTRDIMH00 | 0 | 1 | XKEL1 | 1 | 2.7218 | XKTRDIMH00 | 2.7218 | 2.7218 | 2.7218 | 2.7218 | 2.7218 | 2.7218 | 2.7218 | 2.7218 | 2.7218 | 2.7218 | 2.7218 | 2.7218 | 2.7218 | 2.7218 | 2.7218 | 2.7218 | 2.7218 | 2.7218 | 2.7218 | 2.7218 | 2.7218 | 2.7218 | 2.7218 | 2.7218 | 2.7218 | 2.7218
XK | EL | EXP | XKELEXP | XKTRDEXH00 | XKEL1 | 1 | XKEL4 | 1 | 2.4072 | XKTRDEXH00 | 2.4072 | 2.4072 | 2.4072 | 2.4072 | 2.4072 | 2.4072 | 2.4072 | 2.4072 | 2.4072 | 2.4072 | 2.4072 | 2.4072 | 2.4072 | 2.4072 | 2.4072 | 2.4072 | 2.4072 | 2.4072 | 2.4072 | 2.4072 | 2.4072 | 2.4072 | 2.4072 | 2.4072 | 2.4072 | 2.4072
[11 empty] | 3.0648 | 3.0648 | 3.0648 | 3.0648 | 3.0648 | 3.0648 | 3.0648 | 3.0648 | 3.0648 | 3.0648 | 3.0648 | 3.0648 | 3.0648 | 3.0648 | 3.0648 | 3.0648 | 3.0648 | 3.0648 | 3.0648 | 3.0648 | 3.0648 | 3.0648 | 3.0648 | 3.0648 | 3.0648 | 3.0648
10.189
|  |  | Tech | New ID | Input Fuel | IAR | Output Fuel | OAR | UpperActivity (PJ) |  | 2020 | 2021 | 2022 | 2023 | 2024 | 2025 | 2026 | 2027 | 2028 | 2029 | 2030 | 2031 | 2032 | 2033 | 2034 | 2035 | 2036 | 2037 | 2038 | 2039 | 2040 | 2041 | 2042 | 2043 | 2044 | 2045
AL | EL | IMP | ALELIMP | ALTRDIMH00 | 0 | 0 | ALEL1 | 1 | 13.2538 | ALTRDIMH00 | 13.2538 | 13.2538 | 13.2538 | 13.2538 | 13.2538 | 13.2538 | 13.2538 | 13.2538 | 13.2538 | 13.2538 | 13.2538 | 13.2538 | 13.2538 | 13.2538 | 13.2538 | 13.2538 | 13.2538 | 13.2538 | 13.2538 | 13.2538 | 13.2538 | 13.2538 | 13.2538 | 13.2538 | 13.2538 | 13.2538
AL | EL | EXP | ALELEXP | ALTRDEXH00 | ALEL1 | 1 | ALEL4 | 1 | 12.0815 | ALTRDEXH00 | 12.0815 | 12.0815 | 12.0815 | 12.0815 | 12.0815 | 12.0815 | 12.0815 | 12.0815 | 12.0815 | 12.0815 | 12.0815 | 12.0815 | 12.0815 | 12.0815 | 12.0815 | 12.0815 | 12.0815 | 12.0815 | 12.0815 | 12.0815 | 12.0815 | 12.0815 | 12.0815 | 12.0815 | 12.0815 | 12.0815
MK | EL | IMP | MKELIMP | MKTRDIMH00 | 0 | 1 | MKEL1 | 1 | 9.6342 | MKTRDIMH00 | 9.6342 | 9.6342 | 9.6342 | 9.6342 | 9.6342 | 9.6342 | 9.6342 | 9.6342 | 9.6342 | 9.6342 | 9.6342 | 9.6342 | 9.6342 | 9.6342 | 9.6342 | 9.6342 | 9.6342 | 9.6342 | 9.6342 | 9.6342 | 9.6342 | 9.6342 | 9.6342 | 9.6342 | 9.6342 | 9.6342
MK | EL | EXP | MKELEXP | MKTRDEXH00 | MKEL1 | 1 | MKEL4 | 1 | 1.3587 | MKTRDEXH00 | 1.3587 | 1.3587 | 1.3587 | 1.3587 | 1.3587 | 1.3587 | 1.3587 | 1.3587 | 1.3587 | 1.3587 | 1.3587 | 1.3587 | 1.3587 | 1.3587 | 1.3587 | 1.3587 | 1.3587 | 1.3587 | 1.3587 | 1.3587 | 1.3587 | 1.3587 | 1.3587 | 1.3587 | 1.3587 | 1.3587
ME | EL | IMP | MEELIMP | METRDIMH00 | 0 | 1 | MEEL1 | 1 | 5.5328 | METRDIMH00 | 5.5328 | 5.5328 | 5.5328 | 5.5328 | 5.5328 | 5.5328 | 5.5328 | 5.5328 | 5.5328 | 5.5328 | 5.5328 | 5.5328 | 5.5328 | 5.5328 | 5.5328 | 5.5328 | 5.5328 | 5.5328 | 5.5328 | 5.5328 | 5.5328 | 5.5328 | 5.5328 | 5.5328 | 5.5328 | 5.5328
ME | EL | EXP | MEELEXP | METRDEXH00 | MEEL1 | 1 | MEEL4 | 1 | 3.5136 | METRDEXH00 | 3.5136 | 3.5136 | 3.5136 | 3.5136 | 3.5136 | 3.5136 | 3.5136 | 3.5136 | 3.5136 | 3.5136 | 3.5136 | 3.5136 | 3.5136 | 3.5136 | 3.5136 | 3.5136 | 3.5136 | 3.5136 | 3.5136 | 3.5136 | 3.5136 | 3.5136 | 3.5136 | 3.5136 | 3.5136 | 3.5136
XK | EL | IMP | XKELIMP | XKTRDIMH00 | 0 | 1 | XKEL1 | 1 | 4.4712 | XKTRDIMH00 | 4.4712 | 4.4712 | 4.4712 | 4.4712 | 4.4712 | 4.4712 | 4.4712 | 4.4712 | 4.4712 | 4.4712 | 4.4712 | 4.4712 | 4.4712 | 4.4712 | 4.4712 | 4.4712 | 4.4712 | 4.4712 | 4.4712 | 4.4712 | 4.4712 | 4.4712 | 4.4712 | 4.4712 | 4.4712 | 4.4712
XK | EL | EXP | XKELEXP | XKTRDEXH00 | XKEL1 | 1 | XKEL4 | 1 | 3.8311 | XKTRDEXH00 | 3.8311 | 3.8311 | 3.8311 | 3.8311 | 3.8311 | 3.8311 | 3.8311 | 3.8311 | 3.8311 | 3.8311 | 3.8311 | 3.8311 | 3.8311 | 3.8311 | 3.8311 | 3.8311 | 3.8311 | 3.8311 | 3.8311 | 3.8311 | 3.8311 | 3.8311 | 3.8311 | 3.8311 | 3.8311 | 3.8311
[9 empty] | Variable Cost (m$/PJ) |  | 2020 | 2021 | 2022 | 2023 | 2024 | 2025 | 2026 | 2027 | 2028 | 2029 | 2030 | 2031 | 2032 | 2033 | 2034 | 2035 | 2036 | 2037 | 2038 | 2039 | 2040 | 2041 | 2042 | 2043 | 2044 | 2045
[9 empty] | 18.2544 | ALTRDIMH00 | 18.2544 | 18.2544 | 18.2544 | 18.2544 | 18.2544 | 18.2544 | 18.2544 | 18.2544 | 18.2544 | 18.2544 | 18.2544 | 18.2544 | 18.2544 | 18.2544 | 18.2544 | 18.2544 | 18.2544 | 18.2544 | 18.2544 | 18.2544 | 18.2544 | 18.2544 | 18.2544 | 18.2544 | 18.2544 | 18.2544
[9 empty] | 12.2112 | ALTRDEXH00 | 12.2112 | 12.2112 | 12.2112 | 12.2112 | 12.2112 | 12.2112 | 12.2112 | 12.2112 | 12.2112 | 12.2112 | 12.2112 | 12.2112 | 12.2112 | 12.2112 | 12.2112 | 12.2112 | 12.2112 | 12.2112 | 12.2112 | 12.2112 | 12.2112 | 12.2112 | 12.2112 | 12.2112 | 12.2112 | 12.2112
[9 empty] | 18.2544 | MKTRDIMH00 | 18.2544 | 18.2544 | 18.2544 | 18.2544 | 18.2544 | 18.2544 | 18.2544 | 18.2544 | 18.2544 | 18.2544 | 18.2544 | 18.2544 | 18.2544 | 18.2544 | 18.2544 | 18.2544 | 18.2544 | 18.2544 | 18.2544 | 18.2544 | 18.2544 | 18.2544 | 18.2544 | 18.2544 | 18.2544 | 18.2544
[9 empty] | 12.2112 | MKTRDEXH00 | 12.2112 | 12.2112 | 12.2112 | 12.2112 | 12.2112 | 12.2112 | 12.2112 | 12.2112 | 12.2112 | 12.2112 | 12.2112 | 12.2112 | 12.2112 | 12.2112 | 12.2112 | 12.2112 | 12.2112 | 12.2112 | 12.2112 | 12.2112 | 12.2112 | 12.2112 | 12.2112 | 12.2112 | 12.2112 | 12.2112
[9 empty] | 18.2544 | METRDIMH00 | 18.2544 | 18.2544 | 18.2544 | 18.2544 | 18.2544 | 18.2544 | 18.2544 | 18.2544 | 18.2544 | 18.2544 | 18.2544 | 18.2544 | 18.2544 | 18.2544 | 18.2544 | 18.2544 | 18.2544 | 18.2544 | 18.2544 | 18.2544 | 18.2544 | 18.2544 | 18.2544 | 18.2544 | 18.2544 | 18.2544
[9 empty] | 12.2112 | METRDEXH00 | 12.2112 | 12.2112 | 12.2112 | 12.2112 | 12.2112 | 12.2112 | 12.2112 | 12.2112 | 12.2112 | 12.2112 | 12.2112 | 12.2112 | 12.2112 | 12.2112 | 12.2112 | 12.2112 | 12.2112 | 12.2112 | 12.2112 | 12.2112 | 12.2112 | 12.2112 | 12.2112 | 12.2112 | 12.2112 | 12.2112
[9 empty] | 18.2544 | XKTRDIMH00 | 18.2544 | 18.2544 | 18.2544 | 18.2544 | 18.2544 | 18.2544 | 18.2544 | 18.2544 | 18.2544 | 18.2544 | 18.2544 | 18.2544 | 18.2544 | 18.2544 | 18.2544 | 18.2544 | 18.2544 | 18.2544 | 18.2544 | 18.2544 | 18.2544 | 18.2544 | 18.2544 | 18.2544 | 18.2544 | 18.2544
[9 empty] | 12.2112 | XKTRDEXH00 | 12.2112 | 12.2112 | 12.2112 | 12.2112 | 12.2112 | 12.2112 | 12.2112 | 12.2112 | 12.2112 | 12.2112 | 12.2112 | 12.2112 | 12.2112 | 12.2112 | 12.2112 | 12.2112 | 12.2112 | 12.2112 | 12.2112 | 12.2112 | 12.2112 | 12.2112 | 12.2112 | 12.2112 | 12.2112 | 12.2112

## Sets
TO be UPDATED
set | DAILYTIMEBRACKET | := | 1 | 2 | 3 | ;
set | DAYTYPE | := | 1 | ;
set | EMISSION | := | AL_CO2 | MK_CO2 | ME_CO2 | XS_CO2 | ;
set | MODE_OF_OPERATION | := | 1 | 2 | ;
set | REGION | := | 1 | ;
set | FUEL | :=
| ((cascade)) |  | W_BDRS1 | W_Glob | W_BDRS2 | W_Shpi | W_BDRS3 | W_Skav | W_DRS1 | W_Fier | W_DRS2 | W_Koma | W_DRS3 | W_Vaud | W_DRS4 | W_DrinOutflow
| ((AL)) |  | ALNG | ALEL1 | ALEL2 | ALEL3
| ((MK)) |  | MKEL1 | MKCO | MKHF | MKNG | MKEL2 | MKEL3
| ((ME)) |  | MECO | MEEL1 | MEEL2 | MEEL3
| ((XS)) |  | XSCO | XSEL1 | XSEL2
| ((Trade)) |  | GREL1 | BAEL1 | ITEL1 | BGEL1 | RSEL1
set | SEASON | :=
set | STORAGE | := | AL_Fierza_S | AL_Koman_S | AL_Vau_Dejes_S | Mk_Globocica_S | Mk_Shpilke_S | ;
set | TECHNOLOGY | :=
| ((cascade)) |  | LakeOhrid | BDCT1 | BDRS1 | SPL1 | BDCT2 | BDRS2 | SPL2 | BDCT3 | BDRS3 | SPL3 | WDRS1 | DCT1 | DRS1 | SPL4 | DCT2 | DRS2 | SPL5 | DCT3 | DRS3 | SPL6 | DCT4 | DRS4
| ((AL)) |  | ALNGEXT | ALNGIMP | ALHYDMhI | ALHYDMhI1 | ALHYDMhI2 | ALHYDMhI3 | ALHYDMhO | ALHYRRhI | ALHYRRhO | ALHYSHhI | ALHYSHhO | ALPVU1nO | ALWI30nO | ALNGCCnO | ALELTRS | ALELDIS | ALELGR | ALELXS | ALELMK | ALELME | GRELAL | XSELAL | MEELAL | MKELAL
| ((MK)) |  | MKCOEXT | MKCOIMP | MKHFIMP | MKNGIMP | MKCOSChO | MKHFSChO | MKHYDMhI1 | MKHYDMhI2 | MKHYDMhO | MKHYRRhO | MKHYSHhO | MKNGCHhO | MKPVU1hO | MKWI30hO | MKWI30nO | MKELTRS | MKELDIS | MKELBG | BGELMK | MKELGR | GRELMK | MKELRS | RSELMK | MKELXS | XSELMK
| ((ME)) |  | MECOEXT | MECOIMP | MEHYDMhi | MEHYDMho | MEHYRRno | MEHYRRni | MESOU1ni | MECOSCho | MECOSCno | MEWI30hi | MEWI30ni | MEELTRS | MEELDIS | ITELME | MEELAL | MEELBA | MEELIT | MEELRS | MEELXS
| ((XS)) |  | XSCOEXT | XSCOIMP | XSCOSCho | XSCOSChn | XSHYRRh | XSHYRRn | XSSOU1n | XSWI25h | XSELTRS | XSELDIS | XSELME
((Trade))
set | YEAR | := | 2020 | 2021 | 2022 | 2023 | 2024 | 2025 | 2026 | 2027 | 2028 | 2029 | 2030 | 2031 | 2032 | 2033 | 2034 | 2035 | 2036 | 2037 | 2038 | 2039 | 2040 | 2041 | 2042 | 2043 | 2044 | 2045 | ;
set | TIMESLICE | := | 1 | 2 | 3 | 4 | 5 | 6 | 7 | 8 | 9 | 10 | 11 | 12 | 13 | 14 | 15 | 16 | 17 | 18 | 19 | 20 | 21 | 22 | 23 | 24 | 25 | 26 | 27 | 28 | 29 | 30 | 31 | 32 | 33 | 34 | 35 | 36 | ;
| BACKSTOP1 |  | BACKSTOP1 | ALNGEXT | ALNGIMP | ALHYDMhI | ALHYDMhI1 | ALHYDMhI2 | ALHYDMhI3 | ALHYDMhO | ALHYRRhI | ALHYRRhO | ALHYSHhI | ALHYSHhO | ALNGCCnO | ALSOU1nO | ALWI30nO | ALELTRS | ALELDIS | ALELGR | ALELXS | ALELMK | ALELME | GRELAL | XSELAL | MEELAL | MKELAL | BACKSTOP2 | MKCOEXT | MKCOIMP | MKHFIMP | MKNGIMP | MKCOSChO | MKHFSChO | MKHYDMhI1 | MKHYDMhI2 | MKHYDMhO | MKHYRRhO | MKHYSHhO | MKNGCHhO | MKNGCCnO | MKSOU1hO | MKWI30hO | MKWI30nO | MKELTRS | MKELDIS | MKELBG | BGELMK | MKELGR | GRELMK | MKELRS | RSELMK | MKELXS | XSELMK | BACKSTOP3 | MECOEXT | MECOIMP | MEHYDMhI | MEHYDMhO | MEHYRRnO | MEHYRRnI | MESOU1nO | MESOU1nI | MECOSChO | MECOSCnO | MECOSCnI | MEWI30hI | MEWI30nI | MEWI30nO | MEELTRS | MEELDIS | ITELME | MEELAL | MEELBA | MEELIT | MEELRS | MEELXS | BACKSTOP4 | XSCOEXT | XSCOIMP | XSCOSChO | XSCOSCnO | XSHYRRhO | XSHYRRnO | XSSOU1nO | XSWI25hO | XSELTRS | XSELDIS | XSELME
ALNGEXT
ALNGIMP
ALHYDMhI
ALHYDMhI1
ALHYDMhI2
ALHYDMhI3
ALHYDMhO
ALHYRRhI
ALHYRRhO
ALHYSHhI
ALHYSHhO
ALNGCCnO
ALSOU1nO
ALWI30nO
ALELTRS
ALELDIS
ALELGR
ALELXS
ALELMK
ALELME
GRELAL
XSELAL
MEELAL
MKELAL
BACKSTOP2
MKCOEXT
MKCOIMP
MKHFIMP
MKNGIMP
MKCOSChO
MKHFSChO
MKHYDMhI1
MKHYDMhI2
MKHYDMhO
MKHYRRhO
MKHYSHhO
MKNGCHhO
MKNGCCnO
MKSOU1hO
MKWI30hO
MKWI30nO
MKELTRS
MKELDIS
MKELBG
BGELMK
MKELGR
GRELMK
MKELRS
RSELMK
MKELXS
XSELMK
BACKSTOP3
MECOEXT
MECOIMP
MEHYDMhI
MEHYDMhO
MEHYRRnO
MEHYRRnI
MESOU1nO
MESOU1nI
MECOSChO
MECOSCnO
MECOSCnI
MEWI30hI
MEWI30nI
MEWI30nO
MEELTRS
MEELDIS
ITELME
MEELAL
MEELBA
MEELIT
MEELRS
MEELXS
BACKSTOP4
XSCOEXT
XSCOIMP
XSCOSChO
XSCOSCnO
XSHYRRhO
XSHYRRnO
XSSOU1nO
XSWI25hO
XSELTRS
XSELDIS
XSELME

## LoadCurve
Average daily profile with hourly load for 2018 Albania | [6 empty] | Source for Albania profile: https://www.ere.gov.al/doc/Raporti_vjetor_ERE_2018_perfundimtar.pdf
Albania (MW) | 1 | 2 | 3 | 4 | 5 | 6 | 7 | 8 | 9 | 10 | 11 | 12 | 13 | 14 | 15 | 16 | 17 | 18 | 19 | 20 | 21 | 22 | 23 | 24 | Tot MW
Max (Winter) | 666 | 599 | 606 | 549 | 558 | 606 | 758 | 955 | 1032 | 1066 | 1072 | 1072 | 1071 | 1072 | 1058 | 1036 | 1042 | 1079 | 1097 | 1107 | 1108 | 1038 | 926 | 776 | 21949
Average (Sprin, Automn) | 596 | 541 | 519 | 508 | 516 | 562 | 690 | 857 | 942 | 962 | 962 | 956 | 945 | 941 | 925 | 906 | 914 | 952 | 982 | 1002 | 1008 | 940 | 835 | 695 | 19656
Min (Summer) | 545 | 498 | 475 | 466 | 473 | 507 | 602 | 728 | 837 | 877 | 877 | 869 | 851 | 844 | 828 | 811 | 817 | 847 | 877 | 900 | 905 | 843 | 752 | 627 | 17656
No of days | 31 | 28 | 31 | 30 | 31 | 30 | 31 | 31 | 30 | 31 | 30 | 31 | 365
Albania (MW) | Max (Winter) |  | Average (Sprin, Automn) |  |  | Min (Summer) |  |  | Average (Sprin, Automn) |  |  | Max (Winter)
| Jan | Feb | Mar | Apr | May | Jun | Jul | Aug | Sep | Oct | Nov | Dec
1 | 666 | 666 | 596 | 596 | 596 | 545 | 545 | 545 | 596 | 596 | 596 | 666
2 | 599 | 599 | 541 | 541 | 541 | 498 | 498 | 498 | 541 | 541 | 541 | 599
3 | 606 | 606 | 519 | 519 | 519 | 475 | 475 | 475 | 519 | 519 | 519 | 606
4 | 549 | 549 | 508 | 508 | 508 | 466 | 466 | 466 | 508 | 508 | 508 | 549
5 | 558 | 558 | 516 | 516 | 516 | 473 | 473 | 473 | 516 | 516 | 516 | 558
6 | 606 | 606 | 562 | 562 | 562 | 507 | 507 | 507 | 562 | 562 | 562 | 606
7 | 758 | 758 | 690 | 690 | 690 | 602 | 602 | 602 | 690 | 690 | 690 | 758
8 | 955 | 955 | 857 | 857 | 857 | 728 | 728 | 728 | 857 | 857 | 857 | 955
9 | 1032 | 1032 | 942 | 942 | 942 | 837 | 837 | 837 | 942 | 942 | 942 | 1032
10 | 1066 | 1066 | 962 | 962 | 962 | 877 | 877 | 877 | 962 | 962 | 962 | 1066
11 | 1072 | 1072 | 962 | 962 | 962 | 877 | 877 | 877 | 962 | 962 | 962 | 1072
12 | 1072 | 1072 | 956 | 956 | 956 | 869 | 869 | 869 | 956 | 956 | 956 | 1072
13 | 1071 | 1071 | 945 | 945 | 945 | 851 | 851 | 851 | 945 | 945 | 945 | 1071
14 | 1072 | 1072 | 941 | 941 | 941 | 844 | 844 | 844 | 941 | 941 | 941 | 1072
15 | 1058 | 1058 | 925 | 925 | 925 | 828 | 828 | 828 | 925 | 925 | 925 | 1058
16 | 1036 | 1036 | 906 | 906 | 906 | 811 | 811 | 811 | 906 | 906 | 906 | 1036
17 | 1042 | 1042 | 914 | 914 | 914 | 817 | 817 | 817 | 914 | 914 | 914 | 1042
18 | 1079 | 1079 | 952 | 952 | 952 | 847 | 847 | 847 | 952 | 952 | 952 | 1079
19 | 1097 | 1097 | 982 | 982 | 982 | 877 | 877 | 877 | 982 | 982 | 982 | 1097
20 | 1107 | 1107 | 1002 | 1002 | 1002 | 900 | 900 | 900 | 1002 | 1002 | 1002 | 1107 |  |  |  |  | duration | # of Hours
21 | 1108 | 1108 | 1008 | 1008 | 1008 | 905 | 905 | 905 | 1008 | 1008 | 1008 | 1108 |  |  |  | Night | 22:00 - 7:00 | 9
22 | 1038 | 1038 | 940 | 940 | 940 | 843 | 843 | 843 | 940 | 940 | 940 | 1038 |  |  |  | Day | 7:00 - 18:00 | 11
23 | 926 | 926 | 835 | 835 | 835 | 752 | 752 | 752 | 835 | 835 | 835 | 926 |  |  |  | Peak Load | 16:00 - 22 | 4
24 | 776 | 776 | 695 | 695 | 695 | 627 | 627 | 627 | 695 | 695 | 695 | 776 |  |  |  |  | total | 24
Tot MW | 21949 | 21949 | 19656 | 19656 | 19656 | 17656 | 17656 | 17656 | 19656 | 19656 | 19656 | 21949 | 236751
Tot MWh (Demand) | 680419 | 614572 | 609336 | 589680 | 609336 | 529680 | 547336 | 547336 | 589680 | 609336 | 589680 | 680419 | 7196810
Tot MWh (Production) | 726347.1562 | 656055.4959 | 726347.1562 | 702916.6027 | 726347.1562 | 702916.6027 | 726347.1562 | 726347.1562 | 702916.6027 | 726347.1562 | 702916.6027 | 726347.1562 | 8552152 | page 32 of the source file
| Max (Winter) Dec: losses | 1355342 | 15.85%
| 31 | 28 | 31 | 30 | 31 | 30 | 31 | 31 | 30 | 31 | 30 | 31
| Max (Winter) |  | Average (Sprin, Automn) |  |  | Min (Summer) |  |  | Average (Sprin, Automn) |  |  | Max (Winter)
Albania (MW) | Jan | Feb | Mar | Apr | May | Jun | Jul | Aug | Sep | Oct | Nov | Dec
1 | 666 | 666 | 596 | 596 | 596 | 545 | 545 | 545 | 596 | 596 | 596 | 666
2 | 599 | 599 | 541 | 541 | 541 | 498 | 498 | 498 | 541 | 541 | 541 | 599
3 | 606 | 606 | 519 | 519 | 519 | 475 | 475 | 475 | 519 | 519 | 519 | 606
4 | 549 | 549 | 508 | 508 | 508 | 466 | 466 | 466 | 508 | 508 | 508 | 549
5 | 558 | 558 | 516 | 516 | 516 | 473 | 473 | 473 | 516 | 516 | 516 | 558
6 | 606 | 606 | 562 | 562 | 562 | 507 | 507 | 507 | 562 | 562 | 562 | 606
7 | 758 | 758 | 690 | 690 | 690 | 602 | 602 | 602 | 690 | 690 | 690 | 758
8 | 955 | 955 | 857 | 857 | 857 | 728 | 728 | 728 | 857 | 857 | 857 | 955
9 | 1032 | 1032 | 942 | 942 | 942 | 837 | 837 | 837 | 942 | 942 | 942 | 1032
10 | 1066 | 1066 | 962 | 962 | 962 | 877 | 877 | 877 | 962 | 962 | 962 | 1066
11 | 1072 | 1072 | 962 | 962 | 962 | 877 | 877 | 877 | 962 | 962 | 962 | 1072
12 | 1072 | 1072 | 956 | 956 | 956 | 869 | 869 | 869 | 956 | 956 | 956 | 1072
13 | 1071 | 1071 | 945 | 945 | 945 | 851 | 851 | 851 | 945 | 945 | 945 | 1071
14 | 1072 | 1072 | 941 | 941 | 941 | 844 | 844 | 844 | 941 | 941 | 941 | 1072
15 | 1058 | 1058 | 925 | 925 | 925 | 828 | 828 | 828 | 925 | 925 | 925 | 1058
16 | 1036 | 1036 | 906 | 906 | 906 | 811 | 811 | 811 | 906 | 906 | 906 | 1036
17 | 1042 | 1042 | 914 | 914 | 914 | 817 | 817 | 817 | 914 | 914 | 914 | 1042
18 | 1079 | 1079 | 952 | 952 | 952 | 847 | 847 | 847 | 952 | 952 | 952 | 1079
19 | 1097 | 1097 | 982 | 982 | 982 | 877 | 877 | 877 | 982 | 982 | 982 | 1097
20 | 1107 | 1107 | 1002 | 1002 | 1002 | 900 | 900 | 900 | 1002 | 1002 | 1002 | 1107
21 | 1108 | 1108 | 1008 | 1008 | 1008 | 905 | 905 | 905 | 1008 | 1008 | 1008 | 1108
22 | 1038 | 1038 | 940 | 940 | 940 | 843 | 843 | 843 | 940 | 940 | 940 | 1038
23 | 926 | 926 | 835 | 835 | 835 | 752 | 752 | 752 | 835 | 835 | 835 | 926
24 | 776 | 776 | 695 | 695 | 695 | 627 | 627 | 627 | 695 | 695 | 695 | 776
Tot MWh | 680419 | 614572 | 609336 | 589680 | 609336 | 529680 | 547336 | 547336 | 589680 | 609336 | 589680 | 680419 | 7196810 | 1500000
Actual consumption | 21841 | 22339 | 20833 | 17696 | 17175 | 17678 | 18655 | 20039 | 17972 | 17896 | 19710 | 23911 | 235745 | (See figure 42, p79)
| 31 | 28 | 31 | 30 | 31 | 30 | 31 | 31 | 30 | 31 | 30 | 31
| Max (Winter) |  | Average (Sprin, Automn) |  |  | Min (Summer) |  |  | Average (Sprin, Automn) |  |  | Max (Winter)
Albania (MWh) | Jan | Feb | Mar | Apr | May | Jun | Jul | Aug | Sep | Oct | Nov | Dec
1 | 22039.6012 | 19906.7365 | 22023.9573 | 21313.5071 | 22023.9573 | 21697.4144 | 22420.6615 | 22420.6615 | 21313.5071 | 22023.9573 | 21313.5071 | 22039.6012
2 | 19822.4041 | 17904.1069 | 19991.5452 | 19346.6566 | 19991.5452 | 19826.2612 | 20487.1366 | 20487.1366 | 19346.6566 | 19991.5452 | 19346.6566 | 19822.4041
3 | 20054.0515 | 18113.3368 | 19178.5803 | 18559.9164 | 19178.5803 | 18910.5905 | 19540.9435 | 19540.9435 | 18559.9164 | 19178.5803 | 18559.9164 | 20054.0515
4 | 18167.7793 | 16409.6071 | 18772.0978 | 18166.5463 | 18772.0978 | 18552.2846 | 19170.6941 | 19170.6941 | 18166.5463 | 18772.0978 | 18166.5463 | 18167.7793
5 | 18465.6118 | 16678.6171 | 19067.7214 | 18452.6336 | 19067.7214 | 18830.967 | 19458.6659 | 19458.6659 | 18452.6336 | 19067.7214 | 18452.6336 | 18465.6118
6 | 20054.0515 | 18113.3368 | 20767.5571 | 20097.6359 | 20767.5571 | 20184.5671 | 20857.3861 | 20857.3861 | 20097.6359 | 20767.5571 | 20097.6359 | 20054.0515
7 | 25084.1106 | 22656.6161 | 25497.5345 | 24675.0334 | 25497.5345 | 23966.6853 | 24765.5748 | 24765.5748 | 24675.0334 | 25497.5345 | 24675.0334 | 25084.1106
8 | 31603.332 | 28544.945 | 31668.6769 | 30647.1067 | 31668.6769 | 28982.9682 | 29949.0672 | 29949.0672 | 30647.1067 | 31668.6769 | 30647.1067 | 31603.332
9 | 34151.4541 | 30846.4746 | 34809.6775 | 33686.7847 | 34809.6775 | 33322.4511 | 34433.1995 | 34433.1995 | 33686.7847 | 34809.6775 | 33686.7847 | 34151.4541
10 | 35276.5989 | 31862.7345 | 35548.7365 | 34402.003 | 35548.7365 | 34914.9219 | 36078.7526 | 36078.7526 | 34402.003 | 35548.7365 | 34402.003 | 35276.5989
11 | 35475.1538 | 32042.0744 | 35548.7365 | 34402.003 | 35548.7365 | 34914.9219 | 36078.7526 | 36078.7526 | 34402.003 | 35548.7365 | 34402.003 | 35475.1538
12 | 35475.1538 | 32042.0744 | 35327.0188 | 34187.4375 | 35327.0188 | 34596.4277 | 35749.642 | 35749.642 | 34187.4375 | 35327.0188 | 34187.4375 | 35475.1538
13 | 35442.0613 | 32012.1844 | 34920.5364 | 33794.0674 | 34920.5364 | 33879.8159 | 35009.1431 | 35009.1431 | 33794.0674 | 34920.5364 | 33794.0674 | 35442.0613
14 | 35475.1538 | 32042.0744 | 34772.7246 | 33651.0238 | 34772.7246 | 33601.1335 | 34721.1713 | 34721.1713 | 33651.0238 | 34772.7246 | 33651.0238 | 35475.1538
15 | 35011.8589 | 31623.6145 | 34181.4774 | 33078.8491 | 34181.4774 | 32964.1452 | 34062.95 | 34062.95 | 33078.8491 | 34181.4774 | 33078.8491 | 35011.8589
16 | 34283.824 | 30966.0346 | 33479.3714 | 32399.3916 | 33479.3714 | 32287.3451 | 33363.5899 | 33363.5899 | 32399.3916 | 33479.3714 | 32399.3916 | 34283.824
17 | 34482.379 | 31145.3746 | 33774.9949 | 32685.479 | 33774.9949 | 32526.2157 | 33610.4229 | 33610.4229 | 32685.479 | 33774.9949 | 32685.479 | 34482.379
18 | 35706.8013 | 32251.3044 | 35179.207 | 34044.3939 | 35179.207 | 33720.5688 | 34844.5877 | 34844.5877 | 34044.3939 | 35179.207 | 34044.3939 | 35706.8013
19 | 36302.4662 | 32789.3243 | 36287.7954 | 35117.2214 | 36287.7954 | 34914.9219 | 36078.7526 | 36078.7526 | 35117.2214 | 36287.7954 | 35117.2214 | 36302.4662
20 | 36633.3911 | 33088.2242 | 37026.8544 | 35832.4398 | 37026.8544 | 35830.5926 | 37024.9457 | 37024.9457 | 35832.4398 | 37026.8544 | 35832.4398 | 36633.3911
21 | 36666.4836 | 33118.1142 | 37248.5721 | 36047.0053 | 37248.5721 | 36029.6514 | 37230.6398 | 37230.6398 | 36047.0053 | 37248.5721 | 36047.0053 | 36666.4836
22 | 34350.009 | 31025.8146 | 34735.7716 | 33615.2628 | 34735.7716 | 33561.3217 | 34680.0324 | 34680.0324 | 33615.2628 | 34735.7716 | 33615.2628 | 34350.009
23 | 30643.6497 | 27678.1352 | 30855.712 | 29860.3665 | 30855.712 | 29938.4507 | 30936.399 | 30936.399 | 29860.3665 | 30855.712 | 29860.3665 | 30643.6497
24 | 25679.7755 | 23194.636 | 25682.2992 | 24853.838 | 25682.2992 | 24961.9795 | 25794.0455 | 25794.0455 | 24853.838 | 25682.2992 | 24853.838 | 25679.7755
Tot MWh | 726347.1562 | 656055.4959 | 726347.1562 | 702916.6027 | 726347.1562 | 702916.6027 | 726347.1562 | 726347.1562 | 702916.6027 | 726347.1562 | 702916.6027 | 726347.1562 | 8552152 | 1500000
Actual consumption | 21841 | 22339 | 20833 | 17696 | 17175 | 17678 | 18655 | 20039 | 17972 | 17896 | 19710 | 23911 | 235745 | (See figure 42, p79)
param | Max (Winter) Jan: DaySplit; Max (Winter) Feb: default; Average (Sprin, Automn) Mar: 0.00137; Average (Sprin, Automn) Apr: :=
;
param | Max (Winter) Jan: DaysInDayType; Max (Winter) Feb: default; Average (Sprin, Automn) Mar: 7; Average (Sprin, Automn) Apr: :=
;
param | Max (Winter) Jan: DepreciationMethod; Max (Winter) Feb: default; Average (Sprin, Automn) Mar: 1; Average (Sprin, Automn) Apr: :=
;
param | Max (Winter) Jan: DiscountRate; Max (Winter) Feb: default; Average (Sprin, Automn) Mar: 0.05; Average (Sprin, Automn) Apr: :=
;
| TimeSlices | 9 | 11 | 4 |  |  | YearSplit | 9 | 11 | 4
Months | Days | Night | Day | Peak |  | Months | Days | Night | Day | Peak
Jan | 31 | 1 | 2 | 3 |  | Jan | 31 | 0.031849 | 0.038927 | 0.014155
Feb | 28 | 4 | 5 | 6 |  | Feb | 28 | 0.028767 | 0.03516 | 0.012785
Mar | 31 | 7 | 8 | 9 |  | Mar | 31 | 0.031849 | 0.038927 | 0.014155
Apr | 30 | 10 | 11 | 12 |  | Apr | 30 | 0.030822 | 0.037671 | 0.013699
May | 31 | 13 | 14 | 15 |  | May | 31 | 0.031849 | 0.038927 | 0.014155
Jun | 30 | 16 | 17 | 18 |  | Jun | 30 | 0.030822 | 0.037671 | 0.013699
Jul | 31 | 19 | 20 | 21 |  | Jul | 31 | 0.031849 | 0.038927 | 0.014155
Aug | 31 | 22 | 23 | 24 |  | Aug | 31 | 0.031849 | 0.038927 | 0.014155
Sep | 30 | 25 | 26 | 27 |  | Sep | 30 | 0.030822 | 0.037671 | 0.013699
Oct | 31 | 28 | 29 | 30 |  | Oct | 31 | 0.031849 | 0.038927 | 0.014155
Nov | 30 | 31 | 32 | 33 |  | Nov | 30 | 0.030822 | 0.037671 | 0.013699
Dec | 31 | 34 | 35 | 36 |  | Dec | 31 | 0.031849 | 0.038927 | 0.014155
1
TS | Max (Winter) Jan: Year Split
| 2020 | 2021 | 2022 | 2023 | 2024 | 2025 | 2026 | 2027 | 2028 | 2029 | 2030 | 2031 | 2032 | 2033 | 2034 | 2035 | 2036 | 2037 | 2038 | 2039 | 2040 | 2041 | 2042 | 2043 | 2044 | 2045
1 | 0.031849 | 0.031849 | 0.031849 | 0.031849 | 0.031849 | 0.031849 | 0.031849 | 0.031849 | 0.031849 | 0.031849 | 0.031849 | 0.031849 | 0.031849 | 0.031849 | 0.031849 | 0.031849 | 0.031849 | 0.031849 | 0.031849 | 0.031849 | 0.031849 | 0.031849 | 0.031849 | 0.031849 | 0.031849 | 0.031849
2 | 0.038927 | 0.038927 | 0.038927 | 0.038927 | 0.038927 | 0.038927 | 0.038927 | 0.038927 | 0.038927 | 0.038927 | 0.038927 | 0.038927 | 0.038927 | 0.038927 | 0.038927 | 0.038927 | 0.038927 | 0.038927 | 0.038927 | 0.038927 | 0.038927 | 0.038927 | 0.038927 | 0.038927 | 0.038927 | 0.038927
3 | 0.014155 | 0.014155 | 0.014155 | 0.014155 | 0.014155 | 0.014155 | 0.014155 | 0.014155 | 0.014155 | 0.014155 | 0.014155 | 0.014155 | 0.014155 | 0.014155 | 0.014155 | 0.014155 | 0.014155 | 0.014155 | 0.014155 | 0.014155 | 0.014155 | 0.014155 | 0.014155 | 0.014155 | 0.014155 | 0.014155
4 | 0.028767 | 0.028767 | 0.028767 | 0.028767 | 0.028767 | 0.028767 | 0.028767 | 0.028767 | 0.028767 | 0.028767 | 0.028767 | 0.028767 | 0.028767 | 0.028767 | 0.028767 | 0.028767 | 0.028767 | 0.028767 | 0.028767 | 0.028767 | 0.028767 | 0.028767 | 0.028767 | 0.028767 | 0.028767 | 0.028767
5 | 0.03516 | 0.03516 | 0.03516 | 0.03516 | 0.03516 | 0.03516 | 0.03516 | 0.03516 | 0.03516 | 0.03516 | 0.03516 | 0.03516 | 0.03516 | 0.03516 | 0.03516 | 0.03516 | 0.03516 | 0.03516 | 0.03516 | 0.03516 | 0.03516 | 0.03516 | 0.03516 | 0.03516 | 0.03516 | 0.03516
6 | 0.012785 | 0.012785 | 0.012785 | 0.012785 | 0.012785 | 0.012785 | 0.012785 | 0.012785 | 0.012785 | 0.012785 | 0.012785 | 0.012785 | 0.012785 | 0.012785 | 0.012785 | 0.012785 | 0.012785 | 0.012785 | 0.012785 | 0.012785 | 0.012785 | 0.012785 | 0.012785 | 0.012785 | 0.012785 | 0.012785
7 | 0.031849 | 0.031849 | 0.031849 | 0.031849 | 0.031849 | 0.031849 | 0.031849 | 0.031849 | 0.031849 | 0.031849 | 0.031849 | 0.031849 | 0.031849 | 0.031849 | 0.031849 | 0.031849 | 0.031849 | 0.031849 | 0.031849 | 0.031849 | 0.031849 | 0.031849 | 0.031849 | 0.031849 | 0.031849 | 0.031849
8 | 0.038927 | 0.038927 | 0.038927 | 0.038927 | 0.038927 | 0.038927 | 0.038927 | 0.038927 | 0.038927 | 0.038927 | 0.038927 | 0.038927 | 0.038927 | 0.038927 | 0.038927 | 0.038927 | 0.038927 | 0.038927 | 0.038927 | 0.038927 | 0.038927 | 0.038927 | 0.038927 | 0.038927 | 0.038927 | 0.038927
9 | 0.014155 | 0.014155 | 0.014155 | 0.014155 | 0.014155 | 0.014155 | 0.014155 | 0.014155 | 0.014155 | 0.014155 | 0.014155 | 0.014155 | 0.014155 | 0.014155 | 0.014155 | 0.014155 | 0.014155 | 0.014155 | 0.014155 | 0.014155 | 0.014155 | 0.014155 | 0.014155 | 0.014155 | 0.014155 | 0.014155
10 | 0.030822 | 0.030822 | 0.030822 | 0.030822 | 0.030822 | 0.030822 | 0.030822 | 0.030822 | 0.030822 | 0.030822 | 0.030822 | 0.030822 | 0.030822 | 0.030822 | 0.030822 | 0.030822 | 0.030822 | 0.030822 | 0.030822 | 0.030822 | 0.030822 | 0.030822 | 0.030822 | 0.030822 | 0.030822 | 0.030822
11 | 0.037671 | 0.037671 | 0.037671 | 0.037671 | 0.037671 | 0.037671 | 0.037671 | 0.037671 | 0.037671 | 0.037671 | 0.037671 | 0.037671 | 0.037671 | 0.037671 | 0.037671 | 0.037671 | 0.037671 | 0.037671 | 0.037671 | 0.037671 | 0.037671 | 0.037671 | 0.037671 | 0.037671 | 0.037671 | 0.037671
12 | 0.013699 | 0.013699 | 0.013699 | 0.013699 | 0.013699 | 0.013699 | 0.013699 | 0.013699 | 0.013699 | 0.013699 | 0.013699 | 0.013699 | 0.013699 | 0.013699 | 0.013699 | 0.013699 | 0.013699 | 0.013699 | 0.013699 | 0.013699 | 0.013699 | 0.013699 | 0.013699 | 0.013699 | 0.013699 | 0.013699
13 | 0.031849 | 0.031849 | 0.031849 | 0.031849 | 0.031849 | 0.031849 | 0.031849 | 0.031849 | 0.031849 | 0.031849 | 0.031849 | 0.031849 | 0.031849 | 0.031849 | 0.031849 | 0.031849 | 0.031849 | 0.031849 | 0.031849 | 0.031849 | 0.031849 | 0.031849 | 0.031849 | 0.031849 | 0.031849 | 0.031849
14 | 0.038927 | 0.038927 | 0.038927 | 0.038927 | 0.038927 | 0.038927 | 0.038927 | 0.038927 | 0.038927 | 0.038927 | 0.038927 | 0.038927 | 0.038927 | 0.038927 | 0.038927 | 0.038927 | 0.038927 | 0.038927 | 0.038927 | 0.038927 | 0.038927 | 0.038927 | 0.038927 | 0.038927 | 0.038927 | 0.038927
15 | 0.014155 | 0.014155 | 0.014155 | 0.014155 | 0.014155 | 0.014155 | 0.014155 | 0.014155 | 0.014155 | 0.014155 | 0.014155 | 0.014155 | 0.014155 | 0.014155 | 0.014155 | 0.014155 | 0.014155 | 0.014155 | 0.014155 | 0.014155 | 0.014155 | 0.014155 | 0.014155 | 0.014155 | 0.014155 | 0.014155
16 | 0.030822 | 0.030822 | 0.030822 | 0.030822 | 0.030822 | 0.030822 | 0.030822 | 0.030822 | 0.030822 | 0.030822 | 0.030822 | 0.030822 | 0.030822 | 0.030822 | 0.030822 | 0.030822 | 0.030822 | 0.030822 | 0.030822 | 0.030822 | 0.030822 | 0.030822 | 0.030822 | 0.030822 | 0.030822 | 0.030822
17 | 0.037671 | 0.037671 | 0.037671 | 0.037671 | 0.037671 | 0.037671 | 0.037671 | 0.037671 | 0.037671 | 0.037671 | 0.037671 | 0.037671 | 0.037671 | 0.037671 | 0.037671 | 0.037671 | 0.037671 | 0.037671 | 0.037671 | 0.037671 | 0.037671 | 0.037671 | 0.037671 | 0.037671 | 0.037671 | 0.037671
18 | 0.013699 | 0.013699 | 0.013699 | 0.013699 | 0.013699 | 0.013699 | 0.013699 | 0.013699 | 0.013699 | 0.013699 | 0.013699 | 0.013699 | 0.013699 | 0.013699 | 0.013699 | 0.013699 | 0.013699 | 0.013699 | 0.013699 | 0.013699 | 0.013699 | 0.013699 | 0.013699 | 0.013699 | 0.013699 | 0.013699
19 | 0.031849 | 0.031849 | 0.031849 | 0.031849 | 0.031849 | 0.031849 | 0.031849 | 0.031849 | 0.031849 | 0.031849 | 0.031849 | 0.031849 | 0.031849 | 0.031849 | 0.031849 | 0.031849 | 0.031849 | 0.031849 | 0.031849 | 0.031849 | 0.031849 | 0.031849 | 0.031849 | 0.031849 | 0.031849 | 0.031849
20 | 0.038927 | 0.038927 | 0.038927 | 0.038927 | 0.038927 | 0.038927 | 0.038927 | 0.038927 | 0.038927 | 0.038927 | 0.038927 | 0.038927 | 0.038927 | 0.038927 | 0.038927 | 0.038927 | 0.038927 | 0.038927 | 0.038927 | 0.038927 | 0.038927 | 0.038927 | 0.038927 | 0.038927 | 0.038927 | 0.038927
21 | 0.014155 | 0.014155 | 0.014155 | 0.014155 | 0.014155 | 0.014155 | 0.014155 | 0.014155 | 0.014155 | 0.014155 | 0.014155 | 0.014155 | 0.014155 | 0.014155 | 0.014155 | 0.014155 | 0.014155 | 0.014155 | 0.014155 | 0.014155 | 0.014155 | 0.014155 | 0.014155 | 0.014155 | 0.014155 | 0.014155
22 | 0.031849 | 0.031849 | 0.031849 | 0.031849 | 0.031849 | 0.031849 | 0.031849 | 0.031849 | 0.031849 | 0.031849 | 0.031849 | 0.031849 | 0.031849 | 0.031849 | 0.031849 | 0.031849 | 0.031849 | 0.031849 | 0.031849 | 0.031849 | 0.031849 | 0.031849 | 0.031849 | 0.031849 | 0.031849 | 0.031849
23 | 0.038927 | 0.038927 | 0.038927 | 0.038927 | 0.038927 | 0.038927 | 0.038927 | 0.038927 | 0.038927 | 0.038927 | 0.038927 | 0.038927 | 0.038927 | 0.038927 | 0.038927 | 0.038927 | 0.038927 | 0.038927 | 0.038927 | 0.038927 | 0.038927 | 0.038927 | 0.038927 | 0.038927 | 0.038927 | 0.038927
24 | 0.014155 | 0.014155 | 0.014155 | 0.014155 | 0.014155 | 0.014155 | 0.014155 | 0.014155 | 0.014155 | 0.014155 | 0.014155 | 0.014155 | 0.014155 | 0.014155 | 0.014155 | 0.014155 | 0.014155 | 0.014155 | 0.014155 | 0.014155 | 0.014155 | 0.014155 | 0.014155 | 0.014155 | 0.014155 | 0.014155
25 | 0.030822 | 0.030822 | 0.030822 | 0.030822 | 0.030822 | 0.030822 | 0.030822 | 0.030822 | 0.030822 | 0.030822 | 0.030822 | 0.030822 | 0.030822 | 0.030822 | 0.030822 | 0.030822 | 0.030822 | 0.030822 | 0.030822 | 0.030822 | 0.030822 | 0.030822 | 0.030822 | 0.030822 | 0.030822 | 0.030822
26 | 0.037671 | 0.037671 | 0.037671 | 0.037671 | 0.037671 | 0.037671 | 0.037671 | 0.037671 | 0.037671 | 0.037671 | 0.037671 | 0.037671 | 0.037671 | 0.037671 | 0.037671 | 0.037671 | 0.037671 | 0.037671 | 0.037671 | 0.037671 | 0.037671 | 0.037671 | 0.037671 | 0.037671 | 0.037671 | 0.037671
27 | 0.013699 | 0.013699 | 0.013699 | 0.013699 | 0.013699 | 0.013699 | 0.013699 | 0.013699 | 0.013699 | 0.013699 | 0.013699 | 0.013699 | 0.013699 | 0.013699 | 0.013699 | 0.013699 | 0.013699 | 0.013699 | 0.013699 | 0.013699 | 0.013699 | 0.013699 | 0.013699 | 0.013699 | 0.013699 | 0.013699
28 | 0.031849 | 0.031849 | 0.031849 | 0.031849 | 0.031849 | 0.031849 | 0.031849 | 0.031849 | 0.031849 | 0.031849 | 0.031849 | 0.031849 | 0.031849 | 0.031849 | 0.031849 | 0.031849 | 0.031849 | 0.031849 | 0.031849 | 0.031849 | 0.031849 | 0.031849 | 0.031849 | 0.031849 | 0.031849 | 0.031849
29 | 0.038927 | 0.038927 | 0.038927 | 0.038927 | 0.038927 | 0.038927 | 0.038927 | 0.038927 | 0.038927 | 0.038927 | 0.038927 | 0.038927 | 0.038927 | 0.038927 | 0.038927 | 0.038927 | 0.038927 | 0.038927 | 0.038927 | 0.038927 | 0.038927 | 0.038927 | 0.038927 | 0.038927 | 0.038927 | 0.038927
30 | 0.014155 | 0.014155 | 0.014155 | 0.014155 | 0.014155 | 0.014155 | 0.014155 | 0.014155 | 0.014155 | 0.014155 | 0.014155 | 0.014155 | 0.014155 | 0.014155 | 0.014155 | 0.014155 | 0.014155 | 0.014155 | 0.014155 | 0.014155 | 0.014155 | 0.014155 | 0.014155 | 0.014155 | 0.014155 | 0.014155
31 | 0.030822 | 0.030822 | 0.030822 | 0.030822 | 0.030822 | 0.030822 | 0.030822 | 0.030822 | 0.030822 | 0.030822 | 0.030822 | 0.030822 | 0.030822 | 0.030822 | 0.030822 | 0.030822 | 0.030822 | 0.030822 | 0.030822 | 0.030822 | 0.030822 | 0.030822 | 0.030822 | 0.030822 | 0.030822 | 0.030822
32 | 0.037671 | 0.037671 | 0.037671 | 0.037671 | 0.037671 | 0.037671 | 0.037671 | 0.037671 | 0.037671 | 0.037671 | 0.037671 | 0.037671 | 0.037671 | 0.037671 | 0.037671 | 0.037671 | 0.037671 | 0.037671 | 0.037671 | 0.037671 | 0.037671 | 0.037671 | 0.037671 | 0.037671 | 0.037671 | 0.037671
33 | 0.013699 | 0.013699 | 0.013699 | 0.013699 | 0.013699 | 0.013699 | 0.013699 | 0.013699 | 0.013699 | 0.013699 | 0.013699 | 0.013699 | 0.013699 | 0.013699 | 0.013699 | 0.013699 | 0.013699 | 0.013699 | 0.013699 | 0.013699 | 0.013699 | 0.013699 | 0.013699 | 0.013699 | 0.013699 | 0.013699
34 | 0.031849 | 0.031849 | 0.031849 | 0.031849 | 0.031849 | 0.031849 | 0.031849 | 0.031849 | 0.031849 | 0.031849 | 0.031849 | 0.031849 | 0.031849 | 0.031849 | 0.031849 | 0.031849 | 0.031849 | 0.031849 | 0.031849 | 0.031849 | 0.031849 | 0.031849 | 0.031849 | 0.031849 | 0.031849 | 0.031849
35 | 0.038927 | 0.038927 | 0.038927 | 0.038927 | 0.038927 | 0.038927 | 0.038927 | 0.038927 | 0.038927 | 0.038927 | 0.038927 | 0.038927 | 0.038927 | 0.038927 | 0.038927 | 0.038927 | 0.038927 | 0.038927 | 0.038927 | 0.038927 | 0.038927 | 0.038927 | 0.038927 | 0.038927 | 0.038927 | 0.038927
36 | 0.014155 | 0.014155 | 0.014155 | 0.014155 | 0.014155 | 0.014155 | 0.014155 | 0.014155 | 0.014155 | 0.014155 | 0.014155 | 0.014155 | 0.014155 | 0.014155 | 0.014155 | 0.014155 | 0.014155 | 0.014155 | 0.014155 | 0.014155 | 0.014155 | 0.014155 | 0.014155 | 0.014155 | 0.014155 | 0.014155
| TimeSlices | 9 | 11 | 4 |  |  | Demand Profile | 9 | 11 | 4
Months | Days | Night | Day | Peak |  | Months | Days | Night | Day | Peak
Jan | 31 | 1 | 2 | 3 | B | Jan | 31 | 0.026034 | 0.049773 | 0.018737
Feb | 28 | 4 | 5 | 6 | C | Feb | 28 | 0.023515 | 0.044956 | 0.016924
Mar | 31 | 7 | 8 | 9 | D | Mar | 31 | 0.023527 | 0.044203 | 0.016937
Apr | 30 | 10 | 11 | 12 | E | Apr | 30 | 0.022768 | 0.042777 | 0.016391
May | 31 | 13 | 14 | 15 | F | May | 31 | 0.023527 | 0.044203 | 0.016937
Jun | 30 | 16 | 17 | 18 | G | Jun | 30 | 0.020613 | 0.038292 | 0.014694
Jul | 31 | 19 | 20 | 21 | H | Jul | 31 | 0.0213 | 0.039568 | 0.015184
Aug | 31 | 22 | 23 | 24 | I | Aug | 31 | 0.022768 | 0.042777 | 0.016391
Sep | 30 | 25 | 26 | 27 | J | Sep | 30 | 0.0213 | 0.039568 | 0.015184
Oct | 31 | 28 | 29 | 30 | K | Oct | 31 | 0.023527 | 0.044203 | 0.016937
Nov | 30 | 31 | 32 | 33 | L | Nov | 30 | 0.022768 | 0.042777 | 0.016391
Dec | 31 | 34 | 35 | 36 | M | Dec | 31 | 0.026034 | 0.049773 | 0.018737
1
Specified Demand Profile
TS | 2020 | 2021 | 2022 | 2023 | 2024 | 2025 | 2026 | 2027 | 2028 | 2029 | 2030 | 2031 | 2032 | 2033 | 2034 | 2035 | 2036 | 2037 | 2038 | 2039 | 2040 | 2041 | 2042 | 2043 | 2044 | 2045
1 | 0.026034 | 0.026034 | 0.026034 | 0.026034 | 0.026034 | 0.026034 | 0.026034 | 0.026034 | 0.026034 | 0.026034 | 0.026034 | 0.026034 | 0.026034 | 0.026034 | 0.026034 | 0.026034 | 0.026034 | 0.026034 | 0.026034 | 0.026034 | 0.026034 | 0.026034 | 0.026034 | 0.026034 | 0.026034 | 0.026034
2 | 0.049773 | 0.049773 | 0.049773 | 0.049773 | 0.049773 | 0.049773 | 0.049773 | 0.049773 | 0.049773 | 0.049773 | 0.049773 | 0.049773 | 0.049773 | 0.049773 | 0.049773 | 0.049773 | 0.049773 | 0.049773 | 0.049773 | 0.049773 | 0.049773 | 0.049773 | 0.049773 | 0.049773 | 0.049773 | 0.049773
3 | 0.018737 | 0.018737 | 0.018737 | 0.018737 | 0.018737 | 0.018737 | 0.018737 | 0.018737 | 0.018737 | 0.018737 | 0.018737 | 0.018737 | 0.018737 | 0.018737 | 0.018737 | 0.018737 | 0.018737 | 0.018737 | 0.018737 | 0.018737 | 0.018737 | 0.018737 | 0.018737 | 0.018737 | 0.018737 | 0.018737
4 | 0.023515 | 0.023515 | 0.023515 | 0.023515 | 0.023515 | 0.023515 | 0.023515 | 0.023515 | 0.023515 | 0.023515 | 0.023515 | 0.023515 | 0.023515 | 0.023515 | 0.023515 | 0.023515 | 0.023515 | 0.023515 | 0.023515 | 0.023515 | 0.023515 | 0.023515 | 0.023515 | 0.023515 | 0.023515 | 0.023515
5 | 0.044956 | 0.044956 | 0.044956 | 0.044956 | 0.044956 | 0.044956 | 0.044956 | 0.044956 | 0.044956 | 0.044956 | 0.044956 | 0.044956 | 0.044956 | 0.044956 | 0.044956 | 0.044956 | 0.044956 | 0.044956 | 0.044956 | 0.044956 | 0.044956 | 0.044956 | 0.044956 | 0.044956 | 0.044956 | 0.044956
6 | 0.016924 | 0.016924 | 0.016924 | 0.016924 | 0.016924 | 0.016924 | 0.016924 | 0.016924 | 0.016924 | 0.016924 | 0.016924 | 0.016924 | 0.016924 | 0.016924 | 0.016924 | 0.016924 | 0.016924 | 0.016924 | 0.016924 | 0.016924 | 0.016924 | 0.016924 | 0.016924 | 0.016924 | 0.016924 | 0.016924
7 | 0.023527 | 0.023527 | 0.023527 | 0.023527 | 0.023527 | 0.023527 | 0.023527 | 0.023527 | 0.023527 | 0.023527 | 0.023527 | 0.023527 | 0.023527 | 0.023527 | 0.023527 | 0.023527 | 0.023527 | 0.023527 | 0.023527 | 0.023527 | 0.023527 | 0.023527 | 0.023527 | 0.023527 | 0.023527 | 0.023527
8 | 0.044203 | 0.044203 | 0.044203 | 0.044203 | 0.044203 | 0.044203 | 0.044203 | 0.044203 | 0.044203 | 0.044203 | 0.044203 | 0.044203 | 0.044203 | 0.044203 | 0.044203 | 0.044203 | 0.044203 | 0.044203 | 0.044203 | 0.044203 | 0.044203 | 0.044203 | 0.044203 | 0.044203 | 0.044203 | 0.044203
9 | 0.016937 | 0.016937 | 0.016937 | 0.016937 | 0.016937 | 0.016937 | 0.016937 | 0.016937 | 0.016937 | 0.016937 | 0.016937 | 0.016937 | 0.016937 | 0.016937 | 0.016937 | 0.016937 | 0.016937 | 0.016937 | 0.016937 | 0.016937 | 0.016937 | 0.016937 | 0.016937 | 0.016937 | 0.016937 | 0.016937
10 | 0.022768 | 0.022768 | 0.022768 | 0.022768 | 0.022768 | 0.022768 | 0.022768 | 0.022768 | 0.022768 | 0.022768 | 0.022768 | 0.022768 | 0.022768 | 0.022768 | 0.022768 | 0.022768 | 0.022768 | 0.022768 | 0.022768 | 0.022768 | 0.022768 | 0.022768 | 0.022768 | 0.022768 | 0.022768 | 0.022768
11 | 0.042777 | 0.042777 | 0.042777 | 0.042777 | 0.042777 | 0.042777 | 0.042777 | 0.042777 | 0.042777 | 0.042777 | 0.042777 | 0.042777 | 0.042777 | 0.042777 | 0.042777 | 0.042777 | 0.042777 | 0.042777 | 0.042777 | 0.042777 | 0.042777 | 0.042777 | 0.042777 | 0.042777 | 0.042777 | 0.042777
12 | 0.016391 | 0.016391 | 0.016391 | 0.016391 | 0.016391 | 0.016391 | 0.016391 | 0.016391 | 0.016391 | 0.016391 | 0.016391 | 0.016391 | 0.016391 | 0.016391 | 0.016391 | 0.016391 | 0.016391 | 0.016391 | 0.016391 | 0.016391 | 0.016391 | 0.016391 | 0.016391 | 0.016391 | 0.016391 | 0.016391
13 | 0.023527 | 0.023527 | 0.023527 | 0.023527 | 0.023527 | 0.023527 | 0.023527 | 0.023527 | 0.023527 | 0.023527 | 0.023527 | 0.023527 | 0.023527 | 0.023527 | 0.023527 | 0.023527 | 0.023527 | 0.023527 | 0.023527 | 0.023527 | 0.023527 | 0.023527 | 0.023527 | 0.023527 | 0.023527 | 0.023527
14 | 0.044203 | 0.044203 | 0.044203 | 0.044203 | 0.044203 | 0.044203 | 0.044203 | 0.044203 | 0.044203 | 0.044203 | 0.044203 | 0.044203 | 0.044203 | 0.044203 | 0.044203 | 0.044203 | 0.044203 | 0.044203 | 0.044203 | 0.044203 | 0.044203 | 0.044203 | 0.044203 | 0.044203 | 0.044203 | 0.044203
15 | 0.016937 | 0.016937 | 0.016937 | 0.016937 | 0.016937 | 0.016937 | 0.016937 | 0.016937 | 0.016937 | 0.016937 | 0.016937 | 0.016937 | 0.016937 | 0.016937 | 0.016937 | 0.016937 | 0.016937 | 0.016937 | 0.016937 | 0.016937 | 0.016937 | 0.016937 | 0.016937 | 0.016937 | 0.016937 | 0.016937
16 | 0.020613 | 0.020613 | 0.020613 | 0.020613 | 0.020613 | 0.020613 | 0.020613 | 0.020613 | 0.020613 | 0.020613 | 0.020613 | 0.020613 | 0.020613 | 0.020613 | 0.020613 | 0.020613 | 0.020613 | 0.020613 | 0.020613 | 0.020613 | 0.020613 | 0.020613 | 0.020613 | 0.020613 | 0.020613 | 0.020613
17 | 0.038292 | 0.038292 | 0.038292 | 0.038292 | 0.038292 | 0.038292 | 0.038292 | 0.038292 | 0.038292 | 0.038292 | 0.038292 | 0.038292 | 0.038292 | 0.038292 | 0.038292 | 0.038292 | 0.038292 | 0.038292 | 0.038292 | 0.038292 | 0.038292 | 0.038292 | 0.038292 | 0.038292 | 0.038292 | 0.038292
18 | 0.014694 | 0.014694 | 0.014694 | 0.014694 | 0.014694 | 0.014694 | 0.014694 | 0.014694 | 0.014694 | 0.014694 | 0.014694 | 0.014694 | 0.014694 | 0.014694 | 0.014694 | 0.014694 | 0.014694 | 0.014694 | 0.014694 | 0.014694 | 0.014694 | 0.014694 | 0.014694 | 0.014694 | 0.014694 | 0.014694
19 | 0.0213 | 0.0213 | 0.0213 | 0.0213 | 0.0213 | 0.0213 | 0.0213 | 0.0213 | 0.0213 | 0.0213 | 0.0213 | 0.0213 | 0.0213 | 0.0213 | 0.0213 | 0.0213 | 0.0213 | 0.0213 | 0.0213 | 0.0213 | 0.0213 | 0.0213 | 0.0213 | 0.0213 | 0.0213 | 0.0213
20 | 0.039568 | 0.039568 | 0.039568 | 0.039568 | 0.039568 | 0.039568 | 0.039568 | 0.039568 | 0.039568 | 0.039568 | 0.039568 | 0.039568 | 0.039568 | 0.039568 | 0.039568 | 0.039568 | 0.039568 | 0.039568 | 0.039568 | 0.039568 | 0.039568 | 0.039568 | 0.039568 | 0.039568 | 0.039568 | 0.039568
21 | 0.015184 | 0.015184 | 0.015184 | 0.015184 | 0.015184 | 0.015184 | 0.015184 | 0.015184 | 0.015184 | 0.015184 | 0.015184 | 0.015184 | 0.015184 | 0.015184 | 0.015184 | 0.015184 | 0.015184 | 0.015184 | 0.015184 | 0.015184 | 0.015184 | 0.015184 | 0.015184 | 0.015184 | 0.015184 | 0.015184
22 | 0.022768 | 0.022768 | 0.022768 | 0.022768 | 0.022768 | 0.022768 | 0.022768 | 0.022768 | 0.022768 | 0.022768 | 0.022768 | 0.022768 | 0.022768 | 0.022768 | 0.022768 | 0.022768 | 0.022768 | 0.022768 | 0.022768 | 0.022768 | 0.022768 | 0.022768 | 0.022768 | 0.022768 | 0.022768 | 0.022768
23 | 0.042777 | 0.042777 | 0.042777 | 0.042777 | 0.042777 | 0.042777 | 0.042777 | 0.042777 | 0.042777 | 0.042777 | 0.042777 | 0.042777 | 0.042777 | 0.042777 | 0.042777 | 0.042777 | 0.042777 | 0.042777 | 0.042777 | 0.042777 | 0.042777 | 0.042777 | 0.042777 | 0.042777 | 0.042777 | 0.042777
24 | 0.016391 | 0.016391 | 0.016391 | 0.016391 | 0.016391 | 0.016391 | 0.016391 | 0.016391 | 0.016391 | 0.016391 | 0.016391 | 0.016391 | 0.016391 | 0.016391 | 0.016391 | 0.016391 | 0.016391 | 0.016391 | 0.016391 | 0.016391 | 0.016391 | 0.016391 | 0.016391 | 0.016391 | 0.016391 | 0.016391
25 | 0.0213 | 0.0213 | 0.0213 | 0.0213 | 0.0213 | 0.0213 | 0.0213 | 0.0213 | 0.0213 | 0.0213 | 0.0213 | 0.0213 | 0.0213 | 0.0213 | 0.0213 | 0.0213 | 0.0213 | 0.0213 | 0.0213 | 0.0213 | 0.0213 | 0.0213 | 0.0213 | 0.0213 | 0.0213 | 0.0213
26 | 0.039568 | 0.039568 | 0.039568 | 0.039568 | 0.039568 | 0.039568 | 0.039568 | 0.039568 | 0.039568 | 0.039568 | 0.039568 | 0.039568 | 0.039568 | 0.039568 | 0.039568 | 0.039568 | 0.039568 | 0.039568 | 0.039568 | 0.039568 | 0.039568 | 0.039568 | 0.039568 | 0.039568 | 0.039568 | 0.039568
27 | 0.015184 | 0.015184 | 0.015184 | 0.015184 | 0.015184 | 0.015184 | 0.015184 | 0.015184 | 0.015184 | 0.015184 | 0.015184 | 0.015184 | 0.015184 | 0.015184 | 0.015184 | 0.015184 | 0.015184 | 0.015184 | 0.015184 | 0.015184 | 0.015184 | 0.015184 | 0.015184 | 0.015184 | 0.015184 | 0.015184
28 | 0.023527 | 0.023527 | 0.023527 | 0.023527 | 0.023527 | 0.023527 | 0.023527 | 0.023527 | 0.023527 | 0.023527 | 0.023527 | 0.023527 | 0.023527 | 0.023527 | 0.023527 | 0.023527 | 0.023527 | 0.023527 | 0.023527 | 0.023527 | 0.023527 | 0.023527 | 0.023527 | 0.023527 | 0.023527 | 0.023527
29 | 0.044203 | 0.044203 | 0.044203 | 0.044203 | 0.044203 | 0.044203 | 0.044203 | 0.044203 | 0.044203 | 0.044203 | 0.044203 | 0.044203 | 0.044203 | 0.044203 | 0.044203 | 0.044203 | 0.044203 | 0.044203 | 0.044203 | 0.044203 | 0.044203 | 0.044203 | 0.044203 | 0.044203 | 0.044203 | 0.044203
30 | 0.016937 | 0.016937 | 0.016937 | 0.016937 | 0.016937 | 0.016937 | 0.016937 | 0.016937 | 0.016937 | 0.016937 | 0.016937 | 0.016937 | 0.016937 | 0.016937 | 0.016937 | 0.016937 | 0.016937 | 0.016937 | 0.016937 | 0.016937 | 0.016937 | 0.016937 | 0.016937 | 0.016937 | 0.016937 | 0.016937
31 | 0.022768 | 0.022768 | 0.022768 | 0.022768 | 0.022768 | 0.022768 | 0.022768 | 0.022768 | 0.022768 | 0.022768 | 0.022768 | 0.022768 | 0.022768 | 0.022768 | 0.022768 | 0.022768 | 0.022768 | 0.022768 | 0.022768 | 0.022768 | 0.022768 | 0.022768 | 0.022768 | 0.022768 | 0.022768 | 0.022768
32 | 0.042777 | 0.042777 | 0.042777 | 0.042777 | 0.042777 | 0.042777 | 0.042777 | 0.042777 | 0.042777 | 0.042777 | 0.042777 | 0.042777 | 0.042777 | 0.042777 | 0.042777 | 0.042777 | 0.042777 | 0.042777 | 0.042777 | 0.042777 | 0.042777 | 0.042777 | 0.042777 | 0.042777 | 0.042777 | 0.042777
33 | 0.016391 | 0.016391 | 0.016391 | 0.016391 | 0.016391 | 0.016391 | 0.016391 | 0.016391 | 0.016391 | 0.016391 | 0.016391 | 0.016391 | 0.016391 | 0.016391 | 0.016391 | 0.016391 | 0.016391 | 0.016391 | 0.016391 | 0.016391 | 0.016391 | 0.016391 | 0.016391 | 0.016391 | 0.016391 | 0.016391
34 | 0.026034 | 0.026034 | 0.026034 | 0.026034 | 0.026034 | 0.026034 | 0.026034 | 0.026034 | 0.026034 | 0.026034 | 0.026034 | 0.026034 | 0.026034 | 0.026034 | 0.026034 | 0.026034 | 0.026034 | 0.026034 | 0.026034 | 0.026034 | 0.026034 | 0.026034 | 0.026034 | 0.026034 | 0.026034 | 0.026034
35 | 0.049773 | 0.049773 | 0.049773 | 0.049773 | 0.049773 | 0.049773 | 0.049773 | 0.049773 | 0.049773 | 0.049773 | 0.049773 | 0.049773 | 0.049773 | 0.049773 | 0.049773 | 0.049773 | 0.049773 | 0.049773 | 0.049773 | 0.049773 | 0.049773 | 0.049773 | 0.049773 | 0.049773 | 0.049773 | 0.049773
36 | 0.018737 | 0.018737 | 0.018737 | 0.018737 | 0.018737 | 0.018737 | 0.018737 | 0.018737 | 0.018737 | 0.018737 | 0.018737 | 0.018737 | 0.018737 | 0.018737 | 0.018737 | 0.018737 | 0.018737 | 0.018737 | 0.018737 | 0.018737 | 0.018737 | 0.018737 | 0.018737 | 0.018737 | 0.018737 | 0.018737
TS | 2020 | 2021 | 2022 | 2023 | 2024 | 2025 | 2026 | 2027 | 2028 | 2029 | 2030 | 2031 | 2032 | 2033 | 2034 | 2035 | 2036 | 2037 | 2038 | 2039 | 2040 | 2041 | 2042 | 2043 | 2044 | 2045
1 | 0.027778 | 0.027778 | 0.027778 | 0.027778 | 0.027778 | 0.027778 | 0.027778 | 0.027778 | 0.027778 | 0.027778 | 0.027778 | 0.027778 | 0.027778 | 0.027778 | 0.027778 | 0.027778 | 0.027778 | 0.027778 | 0.027778 | 0.027778 | 0.027778 | 0.027778 | 0.027778 | 0.027778 | 0.027778 | 0.027778
2 | 0.027778 | 0.027778 | 0.027778 | 0.027778 | 0.027778 | 0.027778 | 0.027778 | 0.027778 | 0.027778 | 0.027778 | 0.027778 | 0.027778 | 0.027778 | 0.027778 | 0.027778 | 0.027778 | 0.027778 | 0.027778 | 0.027778 | 0.027778 | 0.027778 | 0.027778 | 0.027778 | 0.027778 | 0.027778 | 0.027778
3 | 0.027778 | 0.027778 | 0.027778 | 0.027778 | 0.027778 | 0.027778 | 0.027778 | 0.027778 | 0.027778 | 0.027778 | 0.027778 | 0.027778 | 0.027778 | 0.027778 | 0.027778 | 0.027778 | 0.027778 | 0.027778 | 0.027778 | 0.027778 | 0.027778 | 0.027778 | 0.027778 | 0.027778 | 0.027778 | 0.027778
4 | 0.027778 | 0.027778 | 0.027778 | 0.027778 | 0.027778 | 0.027778 | 0.027778 | 0.027778 | 0.027778 | 0.027778 | 0.027778 | 0.027778 | 0.027778 | 0.027778 | 0.027778 | 0.027778 | 0.027778 | 0.027778 | 0.027778 | 0.027778 | 0.027778 | 0.027778 | 0.027778 | 0.027778 | 0.027778 | 0.027778
5 | 0.027778 | 0.027778 | 0.027778 | 0.027778 | 0.027778 | 0.027778 | 0.027778 | 0.027778 | 0.027778 | 0.027778 | 0.027778 | 0.027778 | 0.027778 | 0.027778 | 0.027778 | 0.027778 | 0.027778 | 0.027778 | 0.027778 | 0.027778 | 0.027778 | 0.027778 | 0.027778 | 0.027778 | 0.027778 | 0.027778
6 | 0.027778 | 0.027778 | 0.027778 | 0.027778 | 0.027778 | 0.027778 | 0.027778 | 0.027778 | 0.027778 | 0.027778 | 0.027778 | 0.027778 | 0.027778 | 0.027778 | 0.027778 | 0.027778 | 0.027778 | 0.027778 | 0.027778 | 0.027778 | 0.027778 | 0.027778 | 0.027778 | 0.027778 | 0.027778 | 0.027778
7 | 0.027778 | 0.027778 | 0.027778 | 0.027778 | 0.027778 | 0.027778 | 0.027778 | 0.027778 | 0.027778 | 0.027778 | 0.027778 | 0.027778 | 0.027778 | 0.027778 | 0.027778 | 0.027778 | 0.027778 | 0.027778 | 0.027778 | 0.027778 | 0.027778 | 0.027778 | 0.027778 | 0.027778 | 0.027778 | 0.027778
8 | 0.027778 | 0.027778 | 0.027778 | 0.027778 | 0.027778 | 0.027778 | 0.027778 | 0.027778 | 0.027778 | 0.027778 | 0.027778 | 0.027778 | 0.027778 | 0.027778 | 0.027778 | 0.027778 | 0.027778 | 0.027778 | 0.027778 | 0.027778 | 0.027778 | 0.027778 | 0.027778 | 0.027778 | 0.027778 | 0.027778
9 | 0.027778 | 0.027778 | 0.027778 | 0.027778 | 0.027778 | 0.027778 | 0.027778 | 0.027778 | 0.027778 | 0.027778 | 0.027778 | 0.027778 | 0.027778 | 0.027778 | 0.027778 | 0.027778 | 0.027778 | 0.027778 | 0.027778 | 0.027778 | 0.027778 | 0.027778 | 0.027778 | 0.027778 | 0.027778 | 0.027778
10 | 0.027778 | 0.027778 | 0.027778 | 0.027778 | 0.027778 | 0.027778 | 0.027778 | 0.027778 | 0.027778 | 0.027778 | 0.027778 | 0.027778 | 0.027778 | 0.027778 | 0.027778 | 0.027778 | 0.027778 | 0.027778 | 0.027778 | 0.027778 | 0.027778 | 0.027778 | 0.027778 | 0.027778 | 0.027778 | 0.027778
11 | 0.027778 | 0.027778 | 0.027778 | 0.027778 | 0.027778 | 0.027778 | 0.027778 | 0.027778 | 0.027778 | 0.027778 | 0.027778 | 0.027778 | 0.027778 | 0.027778 | 0.027778 | 0.027778 | 0.027778 | 0.027778 | 0.027778 | 0.027778 | 0.027778 | 0.027778 | 0.027778 | 0.027778 | 0.027778 | 0.027778
12 | 0.027778 | 0.027778 | 0.027778 | 0.027778 | 0.027778 | 0.027778 | 0.027778 | 0.027778 | 0.027778 | 0.027778 | 0.027778 | 0.027778 | 0.027778 | 0.027778 | 0.027778 | 0.027778 | 0.027778 | 0.027778 | 0.027778 | 0.027778 | 0.027778 | 0.027778 | 0.027778 | 0.027778 | 0.027778 | 0.027778
13 | 0.027778 | 0.027778 | 0.027778 | 0.027778 | 0.027778 | 0.027778 | 0.027778 | 0.027778 | 0.027778 | 0.027778 | 0.027778 | 0.027778 | 0.027778 | 0.027778 | 0.027778 | 0.027778 | 0.027778 | 0.027778 | 0.027778 | 0.027778 | 0.027778 | 0.027778 | 0.027778 | 0.027778 | 0.027778 | 0.027778
14 | 0.027778 | 0.027778 | 0.027778 | 0.027778 | 0.027778 | 0.027778 | 0.027778 | 0.027778 | 0.027778 | 0.027778 | 0.027778 | 0.027778 | 0.027778 | 0.027778 | 0.027778 | 0.027778 | 0.027778 | 0.027778 | 0.027778 | 0.027778 | 0.027778 | 0.027778 | 0.027778 | 0.027778 | 0.027778 | 0.027778
15 | 0.027778 | 0.027778 | 0.027778 | 0.027778 | 0.027778 | 0.027778 | 0.027778 | 0.027778 | 0.027778 | 0.027778 | 0.027778 | 0.027778 | 0.027778 | 0.027778 | 0.027778 | 0.027778 | 0.027778 | 0.027778 | 0.027778 | 0.027778 | 0.027778 | 0.027778 | 0.027778 | 0.027778 | 0.027778 | 0.027778
16 | 0.027778 | 0.027778 | 0.027778 | 0.027778 | 0.027778 | 0.027778 | 0.027778 | 0.027778 | 0.027778 | 0.027778 | 0.027778 | 0.027778 | 0.027778 | 0.027778 | 0.027778 | 0.027778 | 0.027778 | 0.027778 | 0.027778 | 0.027778 | 0.027778 | 0.027778 | 0.027778 | 0.027778 | 0.027778 | 0.027778
17 | 0.027778 | 0.027778 | 0.027778 | 0.027778 | 0.027778 | 0.027778 | 0.027778 | 0.027778 | 0.027778 | 0.027778 | 0.027778 | 0.027778 | 0.027778 | 0.027778 | 0.027778 | 0.027778 | 0.027778 | 0.027778 | 0.027778 | 0.027778 | 0.027778 | 0.027778 | 0.027778 | 0.027778 | 0.027778 | 0.027778
18 | 0.027778 | 0.027778 | 0.027778 | 0.027778 | 0.027778 | 0.027778 | 0.027778 | 0.027778 | 0.027778 | 0.027778 | 0.027778 | 0.027778 | 0.027778 | 0.027778 | 0.027778 | 0.027778 | 0.027778 | 0.027778 | 0.027778 | 0.027778 | 0.027778 | 0.027778 | 0.027778 | 0.027778 | 0.027778 | 0.027778
19 | 0.027778 | 0.027778 | 0.027778 | 0.027778 | 0.027778 | 0.027778 | 0.027778 | 0.027778 | 0.027778 | 0.027778 | 0.027778 | 0.027778 | 0.027778 | 0.027778 | 0.027778 | 0.027778 | 0.027778 | 0.027778 | 0.027778 | 0.027778 | 0.027778 | 0.027778 | 0.027778 | 0.027778 | 0.027778 | 0.027778
20 | 0.027778 | 0.027778 | 0.027778 | 0.027778 | 0.027778 | 0.027778 | 0.027778 | 0.027778 | 0.027778 | 0.027778 | 0.027778 | 0.027778 | 0.027778 | 0.027778 | 0.027778 | 0.027778 | 0.027778 | 0.027778 | 0.027778 | 0.027778 | 0.027778 | 0.027778 | 0.027778 | 0.027778 | 0.027778 | 0.027778
21 | 0.027778 | 0.027778 | 0.027778 | 0.027778 | 0.027778 | 0.027778 | 0.027778 | 0.027778 | 0.027778 | 0.027778 | 0.027778 | 0.027778 | 0.027778 | 0.027778 | 0.027778 | 0.027778 | 0.027778 | 0.027778 | 0.027778 | 0.027778 | 0.027778 | 0.027778 | 0.027778 | 0.027778 | 0.027778 | 0.027778
22 | 0.027778 | 0.027778 | 0.027778 | 0.027778 | 0.027778 | 0.027778 | 0.027778 | 0.027778 | 0.027778 | 0.027778 | 0.027778 | 0.027778 | 0.027778 | 0.027778 | 0.027778 | 0.027778 | 0.027778 | 0.027778 | 0.027778 | 0.027778 | 0.027778 | 0.027778 | 0.027778 | 0.027778 | 0.027778 | 0.027778
23 | 0.027778 | 0.027778 | 0.027778 | 0.027778 | 0.027778 | 0.027778 | 0.027778 | 0.027778 | 0.027778 | 0.027778 | 0.027778 | 0.027778 | 0.027778 | 0.027778 | 0.027778 | 0.027778 | 0.027778 | 0.027778 | 0.027778 | 0.027778 | 0.027778 | 0.027778 | 0.027778 | 0.027778 | 0.027778 | 0.027778
24 | 0.027778 | 0.027778 | 0.027778 | 0.027778 | 0.027778 | 0.027778 | 0.027778 | 0.027778 | 0.027778 | 0.027778 | 0.027778 | 0.027778 | 0.027778 | 0.027778 | 0.027778 | 0.027778 | 0.027778 | 0.027778 | 0.027778 | 0.027778 | 0.027778 | 0.027778 | 0.027778 | 0.027778 | 0.027778 | 0.027778
25 | 0.027778 | 0.027778 | 0.027778 | 0.027778 | 0.027778 | 0.027778 | 0.027778 | 0.027778 | 0.027778 | 0.027778 | 0.027778 | 0.027778 | 0.027778 | 0.027778 | 0.027778 | 0.027778 | 0.027778 | 0.027778 | 0.027778 | 0.027778 | 0.027778 | 0.027778 | 0.027778 | 0.027778 | 0.027778 | 0.027778
26 | 0.027778 | 0.027778 | 0.027778 | 0.027778 | 0.027778 | 0.027778 | 0.027778 | 0.027778 | 0.027778 | 0.027778 | 0.027778 | 0.027778 | 0.027778 | 0.027778 | 0.027778 | 0.027778 | 0.027778 | 0.027778 | 0.027778 | 0.027778 | 0.027778 | 0.027778 | 0.027778 | 0.027778 | 0.027778 | 0.027778
27 | 0.027778 | 0.027778 | 0.027778 | 0.027778 | 0.027778 | 0.027778 | 0.027778 | 0.027778 | 0.027778 | 0.027778 | 0.027778 | 0.027778 | 0.027778 | 0.027778 | 0.027778 | 0.027778 | 0.027778 | 0.027778 | 0.027778 | 0.027778 | 0.027778 | 0.027778 | 0.027778 | 0.027778 | 0.027778 | 0.027778
28 | 0.027778 | 0.027778 | 0.027778 | 0.027778 | 0.027778 | 0.027778 | 0.027778 | 0.027778 | 0.027778 | 0.027778 | 0.027778 | 0.027778 | 0.027778 | 0.027778 | 0.027778 | 0.027778 | 0.027778 | 0.027778 | 0.027778 | 0.027778 | 0.027778 | 0.027778 | 0.027778 | 0.027778 | 0.027778 | 0.027778
29 | 0.027778 | 0.027778 | 0.027778 | 0.027778 | 0.027778 | 0.027778 | 0.027778 | 0.027778 | 0.027778 | 0.027778 | 0.027778 | 0.027778 | 0.027778 | 0.027778 | 0.027778 | 0.027778 | 0.027778 | 0.027778 | 0.027778 | 0.027778 | 0.027778 | 0.027778 | 0.027778 | 0.027778 | 0.027778 | 0.027778
30 | 0.027778 | 0.027778 | 0.027778 | 0.027778 | 0.027778 | 0.027778 | 0.027778 | 0.027778 | 0.027778 | 0.027778 | 0.027778 | 0.027778 | 0.027778 | 0.027778 | 0.027778 | 0.027778 | 0.027778 | 0.027778 | 0.027778 | 0.027778 | 0.027778 | 0.027778 | 0.027778 | 0.027778 | 0.027778 | 0.027778
31 | 0.027778 | 0.027778 | 0.027778 | 0.027778 | 0.027778 | 0.027778 | 0.027778 | 0.027778 | 0.027778 | 0.027778 | 0.027778 | 0.027778 | 0.027778 | 0.027778 | 0.027778 | 0.027778 | 0.027778 | 0.027778 | 0.027778 | 0.027778 | 0.027778 | 0.027778 | 0.027778 | 0.027778 | 0.027778 | 0.027778
32 | 0.027778 | 0.027778 | 0.027778 | 0.027778 | 0.027778 | 0.027778 | 0.027778 | 0.027778 | 0.027778 | 0.027778 | 0.027778 | 0.027778 | 0.027778 | 0.027778 | 0.027778 | 0.027778 | 0.027778 | 0.027778 | 0.027778 | 0.027778 | 0.027778 | 0.027778 | 0.027778 | 0.027778 | 0.027778 | 0.027778
33 | 0.027778 | 0.027778 | 0.027778 | 0.027778 | 0.027778 | 0.027778 | 0.027778 | 0.027778 | 0.027778 | 0.027778 | 0.027778 | 0.027778 | 0.027778 | 0.027778 | 0.027778 | 0.027778 | 0.027778 | 0.027778 | 0.027778 | 0.027778 | 0.027778 | 0.027778 | 0.027778 | 0.027778 | 0.027778 | 0.027778
34 | 0.027778 | 0.027778 | 0.027778 | 0.027778 | 0.027778 | 0.027778 | 0.027778 | 0.027778 | 0.027778 | 0.027778 | 0.027778 | 0.027778 | 0.027778 | 0.027778 | 0.027778 | 0.027778 | 0.027778 | 0.027778 | 0.027778 | 0.027778 | 0.027778 | 0.027778 | 0.027778 | 0.027778 | 0.027778 | 0.027778
35 | 0.027778 | 0.027778 | 0.027778 | 0.027778 | 0.027778 | 0.027778 | 0.027778 | 0.027778 | 0.027778 | 0.027778 | 0.027778 | 0.027778 | 0.027778 | 0.027778 | 0.027778 | 0.027778 | 0.027778 | 0.027778 | 0.027778 | 0.027778 | 0.027778 | 0.027778 | 0.027778 | 0.027778 | 0.027778 | 0.027778
36 | 0.027778 | 0.027778 | 0.027778 | 0.027778 | 0.027778 | 0.027778 | 0.027778 | 0.027778 | 0.027778 | 0.027778 | 0.027778 | 0.027778 | 0.027778 | 0.027778 | 0.027778 | 0.027778 | 0.027778 | 0.027778 | 0.027778 | 0.027778 | 0.027778 | 0.027778 | 0.027778 | 0.027778 | 0.027778 | 0.027778

## AvailabilityFactor
param | AvailabilityFactor | default | 1 | :=
;
param AvailabilityFactor default 1 :=
[1,*,*]:
| 2020 | 2021 | 2022 | 2023 | 2024 | 2025 | 2026 | 2027 | 2028 | 2029 | 2030 | 2031 | 2032 | 2033 | 2034 | 2035 | 2036 | 2037 | 2038 | 2039 | 2040 | 2041 | 2042 | 2043 | 2044 | 2045 | 2046 | 2047 | 2048 | 2049 | 2050 | 2051 | 2052 | 2053 | 2054 | 2055:=
ALPELBS000 | 0.9 | 0.9 | 0.9 | 0.9 | 0.9 | 0.9 | 0.9 | 0.9 | 0.9 | 0.9 | 0.9 | 0.9 | 0.9 | 0.9 | 0.9 | 0.9 | 0.9 | 0.9 | 0.9 | 0.9 | 0.9 | 0.9 | 0.9 | 0.9 | 0.9 | 0.9 | 0.9 | 0.9 | 0.9 | 0.9 | 0.9 | 0.9 | 0.9 | 0.9 | 0.9 | 0.9
ALRNGDM000 | 0.9 | 0.9 | 0.9 | 0.9 | 0.9 | 0.9 | 0.9 | 0.9 | 0.9 | 0.9 | 0.9 | 0.9 | 0.9 | 0.9 | 0.9 | 0.9 | 0.9 | 0.9 | 0.9 | 0.9 | 0.9 | 0.9 | 0.9 | 0.9 | 0.9 | 0.9 | 0.9 | 0.9 | 0.9 | 0.9 | 0.9 | 0.9 | 0.9 | 0.9 | 0.9 | 0.9
ALRNGIM000 | 0.9 | 0.9 | 0.9 | 0.9 | 0.9 | 0.9 | 0.9 | 0.9 | 0.9 | 0.9 | 0.9 | 0.9 | 0.9 | 0.9 | 0.9 | 0.9 | 0.9 | 0.9 | 0.9 | 0.9 | 0.9 | 0.9 | 0.9 | 0.9 | 0.9 | 0.9 | 0.9 | 0.9 | 0.9 | 0.9 | 0.9 | 0.9 | 0.9 | 0.9 | 0.9 | 0.9
ALPHYDMHI0 | 0.9 | 0.9 | 0.9 | 0.9 | 0.9 | 0.9 | 0.9 | 0.9 | 0.9 | 0.9 | 0.9 | 0.9 | 0.9 | 0.9 | 0.9 | 0.9 | 0.9 | 0.9 | 0.9 | 0.9 | 0.9 | 0.9 | 0.9 | 0.9 | 0.9 | 0.9 | 0.9 | 0.9 | 0.9 | 0.9 | 0.9 | 0.9 | 0.9 | 0.9 | 0.9 | 0.9
ALPHYDMHI2 | 0.9 | 0.9 | 0.9 | 0.9 | 0.9 | 0.9 | 0.9 | 0.9 | 0.9 | 0.9 | 0.9 | 0.9 | 0.9 | 0.9 | 0.9 | 0.9 | 0.9 | 0.9 | 0.9 | 0.9 | 0.9 | 0.9 | 0.9 | 0.9 | 0.9 | 0.9 | 0.9 | 0.9 | 0.9 | 0.9 | 0.9 | 0.9 | 0.9 | 0.9 | 0.9 | 0.9
ALPHYDMHI3 | 0.9 | 0.9 | 0.9 | 0.9 | 0.9 | 0.9 | 0.9 | 0.9 | 0.9 | 0.9 | 0.9 | 0.9 | 0.9 | 0.9 | 0.9 | 0.9 | 0.9 | 0.9 | 0.9 | 0.9 | 0.9 | 0.9 | 0.9 | 0.9 | 0.9 | 0.9 | 0.9 | 0.9 | 0.9 | 0.9 | 0.9 | 0.9 | 0.9 | 0.9 | 0.9 | 0.9
ALPHYDMHI4 | 0.9 | 0.9 | 0.9 | 0.9 | 0.9 | 0.9 | 0.9 | 0.9 | 0.9 | 0.9 | 0.9 | 0.9 | 0.9 | 0.9 | 0.9 | 0.9 | 0.9 | 0.9 | 0.9 | 0.9 | 0.9 | 0.9 | 0.9 | 0.9 | 0.9 | 0.9 | 0.9 | 0.9 | 0.9 | 0.9 | 0.9 | 0.9 | 0.9 | 0.9 | 0.9 | 0.9
ALPHYDMHO0 | 0.9 | 0.9 | 0.9 | 0.9 | 0.9 | 0.9 | 0.9 | 0.9 | 0.9 | 0.9 | 0.9 | 0.9 | 0.9 | 0.9 | 0.9 | 0.9 | 0.9 | 0.9 | 0.9 | 0.9 | 0.9 | 0.9 | 0.9 | 0.9 | 0.9 | 0.9 | 0.9 | 0.9 | 0.9 | 0.9 | 0.9 | 0.9 | 0.9 | 0.9 | 0.9 | 0.9
ALPHYRRHI0 | 0.9 | 0.9 | 0.9 | 0.9 | 0.9 | 0.9 | 0.9 | 0.9 | 0.9 | 0.9 | 0.9 | 0.9 | 0.9 | 0.9 | 0.9 | 0.9 | 0.9 | 0.9 | 0.9 | 0.9 | 0.9 | 0.9 | 0.9 | 0.9 | 0.9 | 0.9 | 0.9 | 0.9 | 0.9 | 0.9 | 0.9 | 0.9 | 0.9 | 0.9 | 0.9 | 0.9
ALPHYRRHO0 | 0.9 | 0.9 | 0.9 | 0.9 | 0.9 | 0.9 | 0.9 | 0.9 | 0.9 | 0.9 | 0.9 | 0.9 | 0.9 | 0.9 | 0.9 | 0.9 | 0.9 | 0.9 | 0.9 | 0.9 | 0.9 | 0.9 | 0.9 | 0.9 | 0.9 | 0.9 | 0.9 | 0.9 | 0.9 | 0.9 | 0.9 | 0.9 | 0.9 | 0.9 | 0.9 | 0.9
ALPHYSHHI0 | 0.9 | 0.9 | 0.9 | 0.9 | 0.9 | 0.9 | 0.9 | 0.9 | 0.9 | 0.9 | 0.9 | 0.9 | 0.9 | 0.9 | 0.9 | 0.9 | 0.9 | 0.9 | 0.9 | 0.9 | 0.9 | 0.9 | 0.9 | 0.9 | 0.9 | 0.9 | 0.9 | 0.9 | 0.9 | 0.9 | 0.9 | 0.9 | 0.9 | 0.9 | 0.9 | 0.9
ALPHYSHHO0 | 0.9 | 0.9 | 0.9 | 0.9 | 0.9 | 0.9 | 0.9 | 0.9 | 0.9 | 0.9 | 0.9 | 0.9 | 0.9 | 0.9 | 0.9 | 0.9 | 0.9 | 0.9 | 0.9 | 0.9 | 0.9 | 0.9 | 0.9 | 0.9 | 0.9 | 0.9 | 0.9 | 0.9 | 0.9 | 0.9 | 0.9 | 0.9 | 0.9 | 0.9 | 0.9 | 0.9
ALPNGCCNO0 | 0.9 | 0.9 | 0.9 | 0.9 | 0.9 | 0.9 | 0.9 | 0.9 | 0.9 | 0.9 | 0.9 | 0.9 | 0.9 | 0.9 | 0.9 | 0.9 | 0.9 | 0.9 | 0.9 | 0.9 | 0.9 | 0.9 | 0.9 | 0.9 | 0.9 | 0.9 | 0.9 | 0.9 | 0.9 | 0.9 | 0.9 | 0.9 | 0.9 | 0.9 | 0.9 | 0.9
ALPSOU1NO0 | 0.9 | 0.9 | 0.9 | 0.9 | 0.9 | 0.9 | 0.9 | 0.9 | 0.9 | 0.9 | 0.9 | 0.9 | 0.9 | 0.9 | 0.9 | 0.9 | 0.9 | 0.9 | 0.9 | 0.9 | 0.9 | 0.9 | 0.9 | 0.9 | 0.9 | 0.9 | 0.9 | 0.9 | 0.9 | 0.9 | 0.9 | 0.9 | 0.9 | 0.9 | 0.9 | 0.9
ALPSOU1NI0 | 0.9 | 0.9 | 0.9 | 0.9 | 0.9 | 0.9 | 0.9 | 0.9 | 0.9 | 0.9 | 0.9 | 0.9 | 0.9 | 0.9 | 0.9 | 0.9 | 0.9 | 0.9 | 0.9 | 0.9 | 0.9 | 0.9 | 0.9 | 0.9 | 0.9 | 0.9 | 0.9 | 0.9 | 0.9 | 0.9 | 0.9 | 0.9 | 0.9 | 0.9 | 0.9 | 0.9
ALPWI30NO0 | 0.9 | 0.9 | 0.9 | 0.9 | 0.9 | 0.9 | 0.9 | 0.9 | 0.9 | 0.9 | 0.9 | 0.9 | 0.9 | 0.9 | 0.9 | 0.9 | 0.9 | 0.9 | 0.9 | 0.9 | 0.9 | 0.9 | 0.9 | 0.9 | 0.9 | 0.9 | 0.9 | 0.9 | 0.9 | 0.9 | 0.9 | 0.9 | 0.9 | 0.9 | 0.9 | 0.9
ALPWI30NI0 | 0.9 | 0.9 | 0.9 | 0.9 | 0.9 | 0.9 | 0.9 | 0.9 | 0.9 | 0.9 | 0.9 | 0.9 | 0.9 | 0.9 | 0.9 | 0.9 | 0.9 | 0.9 | 0.9 | 0.9 | 0.9 | 0.9 | 0.9 | 0.9 | 0.9 | 0.9 | 0.9 | 0.9 | 0.9 | 0.9 | 0.9 | 0.9 | 0.9 | 0.9 | 0.9 | 0.9
ALTELTRH00 | 0.9 | 0.9 | 0.9 | 0.9 | 0.9 | 0.9 | 0.9 | 0.9 | 0.9 | 0.9 | 0.9 | 0.9 | 0.9 | 0.9 | 0.9 | 0.9 | 0.9 | 0.9 | 0.9 | 0.9 | 0.9 | 0.9 | 0.9 | 0.9 | 0.9 | 0.9 | 0.9 | 0.9 | 0.9 | 0.9 | 0.9 | 0.9 | 0.9 | 0.9 | 0.9 | 0.9
ALTELDSH00 | 0.9 | 0.9 | 0.9 | 0.9 | 0.9 | 0.9 | 0.9 | 0.9 | 0.9 | 0.9 | 0.9 | 0.9 | 0.9 | 0.9 | 0.9 | 0.9 | 0.9 | 0.9 | 0.9 | 0.9 | 0.9 | 0.9 | 0.9 | 0.9 | 0.9 | 0.9 | 0.9 | 0.9 | 0.9 | 0.9 | 0.9 | 0.9 | 0.9 | 0.9 | 0.9 | 0.9
ALTRDIMH00 | 0.9 | 0.9 | 0.9 | 0.9 | 0.9 | 0.9 | 0.9 | 0.9 | 0.9 | 0.9 | 0.9 | 0.9 | 0.9 | 0.9 | 0.9 | 0.9 | 0.9 | 0.9 | 0.9 | 0.9 | 0.9 | 0.9 | 0.9 | 0.9 | 0.9 | 0.9 | 0.9 | 0.9 | 0.9 | 0.9 | 0.9 | 0.9 | 0.9 | 0.9 | 0.9 | 0.9
ALTRDEXH00 | 0.9 | 0.9 | 0.9 | 0.9 | 0.9 | 0.9 | 0.9 | 0.9 | 0.9 | 0.9 | 0.9 | 0.9 | 0.9 | 0.9 | 0.9 | 0.9 | 0.9 | 0.9 | 0.9 | 0.9 | 0.9 | 0.9 | 0.9 | 0.9 | 0.9 | 0.9 | 0.9 | 0.9 | 0.9 | 0.9 | 0.9 | 0.9 | 0.9 | 0.9 | 0.9 | 0.9
ALTRDMKH00 | 0.9 | 0.9 | 0.9 | 0.9 | 0.9 | 0.9 | 0.9 | 0.9 | 0.9 | 0.9 | 0.9 | 0.9 | 0.9 | 0.9 | 0.9 | 0.9 | 0.9 | 0.9 | 0.9 | 0.9 | 0.9 | 0.9 | 0.9 | 0.9 | 0.9 | 0.9 | 0.9 | 0.9 | 0.9 | 0.9 | 0.9 | 0.9 | 0.9 | 0.9 | 0.9 | 0.9
ALTRDMEH00 | 0.9 | 0.9 | 0.9 | 0.9 | 0.9 | 0.9 | 0.9 | 0.9 | 0.9 | 0.9 | 0.9 | 0.9 | 0.9 | 0.9 | 0.9 | 0.9 | 0.9 | 0.9 | 0.9 | 0.9 | 0.9 | 0.9 | 0.9 | 0.9 | 0.9 | 0.9 | 0.9 | 0.9 | 0.9 | 0.9 | 0.9 | 0.9 | 0.9 | 0.9 | 0.9 | 0.9
ALTRDXKH00 | 0.9 | 0.9 | 0.9 | 0.9 | 0.9 | 0.9 | 0.9 | 0.9 | 0.9 | 0.9 | 0.9 | 0.9 | 0.9 | 0.9 | 0.9 | 0.9 | 0.9 | 0.9 | 0.9 | 0.9 | 0.9 | 0.9 | 0.9 | 0.9 | 0.9 | 0.9 | 0.9 | 0.9 | 0.9 | 0.9 | 0.9 | 0.9 | 0.9 | 0.9 | 0.9 | 0.9
ALTRDGRH00 | 0.9 | 0.9 | 0.9 | 0.9 | 0.9 | 0.9 | 0.9 | 0.9 | 0.9 | 0.9 | 0.9 | 0.9 | 0.9 | 0.9 | 0.9 | 0.9 | 0.9 | 0.9 | 0.9 | 0.9 | 0.9 | 0.9 | 0.9 | 0.9 | 0.9 | 0.9 | 0.9 | 0.9 | 0.9 | 0.9 | 0.9 | 0.9 | 0.9 | 0.9 | 0.9 | 0.9
GRTRDALH00 | 0.9 | 0.9 | 0.9 | 0.9 | 0.9 | 0.9 | 0.9 | 0.9 | 0.9 | 0.9 | 0.9 | 0.9 | 0.9 | 0.9 | 0.9 | 0.9 | 0.9 | 0.9 | 0.9 | 0.9 | 0.9 | 0.9 | 0.9 | 0.9 | 0.9 | 0.9 | 0.9 | 0.9 | 0.9 | 0.9 | 0.9 | 0.9 | 0.9 | 0.9 | 0.9 | 0.9
MKPELBS000 | 0.9 | 0.9 | 0.9 | 0.9 | 0.9 | 0.9 | 0.9 | 0.9 | 0.9 | 0.9 | 0.9 | 0.9 | 0.9 | 0.9 | 0.9 | 0.9 | 0.9 | 0.9 | 0.9 | 0.9 | 0.9 | 0.9 | 0.9 | 0.9 | 0.9 | 0.9 | 0.9 | 0.9 | 0.9 | 0.9 | 0.9 | 0.9 | 0.9 | 0.9 | 0.9 | 0.9
MKRCODM000 | 0.9 | 0.9 | 0.9 | 0.9 | 0.9 | 0.9 | 0.9 | 0.9 | 0.9 | 0.9 | 0.9 | 0.9 | 0.9 | 0.9 | 0.9 | 0.9 | 0.9 | 0.9 | 0.9 | 0.9 | 0.9 | 0.9 | 0.9 | 0.9 | 0.9 | 0.9 | 0.9 | 0.9 | 0.9 | 0.9 | 0.9 | 0.9 | 0.9 | 0.9 | 0.9 | 0.9
MKRCOIM000 | 0.9 | 0.9 | 0.9 | 0.9 | 0.9 | 0.9 | 0.9 | 0.9 | 0.9 | 0.9 | 0.9 | 0.9 | 0.9 | 0.9 | 0.9 | 0.9 | 0.9 | 0.9 | 0.9 | 0.9 | 0.9 | 0.9 | 0.9 | 0.9 | 0.9 | 0.9 | 0.9 | 0.9 | 0.9 | 0.9 | 0.9 | 0.9 | 0.9 | 0.9 | 0.9 | 0.9
MKRHFIM000 | 0.9 | 0.9 | 0.9 | 0.9 | 0.9 | 0.9 | 0.9 | 0.9 | 0.9 | 0.9 | 0.9 | 0.9 | 0.9 | 0.9 | 0.9 | 0.9 | 0.9 | 0.9 | 0.9 | 0.9 | 0.9 | 0.9 | 0.9 | 0.9 | 0.9 | 0.9 | 0.9 | 0.9 | 0.9 | 0.9 | 0.9 | 0.9 | 0.9 | 0.9 | 0.9 | 0.9
MKRNGIM000 | 0.9 | 0.9 | 0.9 | 0.9 | 0.9 | 0.9 | 0.9 | 0.9 | 0.9 | 0.9 | 0.9 | 0.9 | 0.9 | 0.9 | 0.9 | 0.9 | 0.9 | 0.9 | 0.9 | 0.9 | 0.9 | 0.9 | 0.9 | 0.9 | 0.9 | 0.9 | 0.9 | 0.9 | 0.9 | 0.9 | 0.9 | 0.9 | 0.9 | 0.9 | 0.9 | 0.9
MKPCOSCHO0 | 0.9 | 0.9 | 0.9 | 0.9 | 0.9 | 0.9 | 0.9 | 0.9 | 0.9 | 0.9 | 0.9 | 0.9 | 0.9 | 0.9 | 0.9 | 0.9 | 0.9 | 0.9 | 0.9 | 0.9 | 0.9 | 0.9 | 0.9 | 0.9 | 0.9 | 0.9 | 0.9 | 0.9 | 0.9 | 0.9 | 0.9 | 0.9 | 0.9 | 0.9 | 0.9 | 0.9
MKPHFSCHO0 | 0.9 | 0.9 | 0.9 | 0.9 | 0.9 | 0.9 | 0.9 | 0.9 | 0.9 | 0.9 | 0.9 | 0.9 | 0.9 | 0.9 | 0.9 | 0.9 | 0.9 | 0.9 | 0.9 | 0.9 | 0.9 | 0.9 | 0.9 | 0.9 | 0.9 | 0.9 | 0.9 | 0.9 | 0.9 | 0.9 | 0.9 | 0.9 | 0.9 | 0.9 | 0.9 | 0.9
MKPHYDMHI1 | 0.9 | 0.9 | 0.9 | 0.9 | 0.9 | 0.9 | 0.9 | 0.9 | 0.9 | 0.9 | 0.9 | 0.9 | 0.9 | 0.9 | 0.9 | 0.9 | 0.9 | 0.9 | 0.9 | 0.9 | 0.9 | 0.9 | 0.9 | 0.9 | 0.9 | 0.9 | 0.9 | 0.9 | 0.9 | 0.9 | 0.9 | 0.9 | 0.9 | 0.9 | 0.9 | 0.9
MKPHYDMHI2 | 0.9 | 0.9 | 0.9 | 0.9 | 0.9 | 0.9 | 0.9 | 0.9 | 0.9 | 0.9 | 0.9 | 0.9 | 0.9 | 0.9 | 0.9 | 0.9 | 0.9 | 0.9 | 0.9 | 0.9 | 0.9 | 0.9 | 0.9 | 0.9 | 0.9 | 0.9 | 0.9 | 0.9 | 0.9 | 0.9 | 0.9 | 0.9 | 0.9 | 0.9 | 0.9 | 0.9
MKPHYDMHO0 | 0.9 | 0.9 | 0.9 | 0.9 | 0.9 | 0.9 | 0.9 | 0.9 | 0.9 | 0.9 | 0.9 | 0.9 | 0.9 | 0.9 | 0.9 | 0.9 | 0.9 | 0.9 | 0.9 | 0.9 | 0.9 | 0.9 | 0.9 | 0.9 | 0.9 | 0.9 | 0.9 | 0.9 | 0.9 | 0.9 | 0.9 | 0.9 | 0.9 | 0.9 | 0.9 | 0.9
MKPHYRRHO0 | 0.9 | 0.9 | 0.9 | 0.9 | 0.9 | 0.9 | 0.9 | 0.9 | 0.9 | 0.9 | 0.9 | 0.9 | 0.9 | 0.9 | 0.9 | 0.9 | 0.9 | 0.9 | 0.9 | 0.9 | 0.9 | 0.9 | 0.9 | 0.9 | 0.9 | 0.9 | 0.9 | 0.9 | 0.9 | 0.9 | 0.9 | 0.9 | 0.9 | 0.9 | 0.9 | 0.9
MKPHYSHHO0 | 0.9 | 0.9 | 0.9 | 0.9 | 0.9 | 0.9 | 0.9 | 0.9 | 0.9 | 0.9 | 0.9 | 0.9 | 0.9 | 0.9 | 0.9 | 0.9 | 0.9 | 0.9 | 0.9 | 0.9 | 0.9 | 0.9 | 0.9 | 0.9 | 0.9 | 0.9 | 0.9 | 0.9 | 0.9 | 0.9 | 0.9 | 0.9 | 0.9 | 0.9 | 0.9 | 0.9
MKPNGCHHO0 | 0.9 | 0.9 | 0.9 | 0.9 | 0.9 | 0.9 | 0.9 | 0.9 | 0.9 | 0.9 | 0.9 | 0.9 | 0.9 | 0.9 | 0.9 | 0.9 | 0.9 | 0.9 | 0.9 | 0.9 | 0.9 | 0.9 | 0.9 | 0.9 | 0.9 | 0.9 | 0.9 | 0.9 | 0.9 | 0.9 | 0.9 | 0.9 | 0.9 | 0.9 | 0.9 | 0.9
MKNGCCNO0 | 0.9 | 0.9 | 0.9 | 0.9 | 0.9 | 0.9 | 0.9 | 0.9 | 0.9 | 0.9 | 0.9 | 0.9 | 0.9 | 0.9 | 0.9 | 0.9 | 0.9 | 0.9 | 0.9 | 0.9 | 0.9 | 0.9 | 0.9 | 0.9 | 0.9 | 0.9 | 0.9 | 0.9 | 0.9 | 0.9 | 0.9 | 0.9 | 0.9 | 0.9 | 0.9 | 0.9
MKPSOU1NO0 | 0.9 | 0.9 | 0.9 | 0.9 | 0.9 | 0.9 | 0.9 | 0.9 | 0.9 | 0.9 | 0.9 | 0.9 | 0.9 | 0.9 | 0.9 | 0.9 | 0.9 | 0.9 | 0.9 | 0.9 | 0.9 | 0.9 | 0.9 | 0.9 | 0.9 | 0.9 | 0.9 | 0.9 | 0.9 | 0.9 | 0.9 | 0.9 | 0.9 | 0.9 | 0.9 | 0.9
MKPSOU1NI0 | 0.9 | 0.9 | 0.9 | 0.9 | 0.9 | 0.9 | 0.9 | 0.9 | 0.9 | 0.9 | 0.9 | 0.9 | 0.9 | 0.9 | 0.9 | 0.9 | 0.9 | 0.9 | 0.9 | 0.9 | 0.9 | 0.9 | 0.9 | 0.9 | 0.9 | 0.9 | 0.9 | 0.9 | 0.9 | 0.9 | 0.9 | 0.9 | 0.9 | 0.9 | 0.9 | 0.9
MKPWI30NO0 | 0.9 | 0.9 | 0.9 | 0.9 | 0.9 | 0.9 | 0.9 | 0.9 | 0.9 | 0.9 | 0.9 | 0.9 | 0.9 | 0.9 | 0.9 | 0.9 | 0.9 | 0.9 | 0.9 | 0.9 | 0.9 | 0.9 | 0.9 | 0.9 | 0.9 | 0.9 | 0.9 | 0.9 | 0.9 | 0.9 | 0.9 | 0.9 | 0.9 | 0.9 | 0.9 | 0.9
MKPWI30NI0 | 0.9 | 0.9 | 0.9 | 0.9 | 0.9 | 0.9 | 0.9 | 0.9 | 0.9 | 0.9 | 0.9 | 0.9 | 0.9 | 0.9 | 0.9 | 0.9 | 0.9 | 0.9 | 0.9 | 0.9 | 0.9 | 0.9 | 0.9 | 0.9 | 0.9 | 0.9 | 0.9 | 0.9 | 0.9 | 0.9 | 0.9 | 0.9 | 0.9 | 0.9 | 0.9 | 0.9
MKTELTRH00 | 0.9 | 0.9 | 0.9 | 0.9 | 0.9 | 0.9 | 0.9 | 0.9 | 0.9 | 0.9 | 0.9 | 0.9 | 0.9 | 0.9 | 0.9 | 0.9 | 0.9 | 0.9 | 0.9 | 0.9 | 0.9 | 0.9 | 0.9 | 0.9 | 0.9 | 0.9 | 0.9 | 0.9 | 0.9 | 0.9 | 0.9 | 0.9 | 0.9 | 0.9 | 0.9 | 0.9
MKTELDSH00 | 0.9 | 0.9 | 0.9 | 0.9 | 0.9 | 0.9 | 0.9 | 0.9 | 0.9 | 0.9 | 0.9 | 0.9 | 0.9 | 0.9 | 0.9 | 0.9 | 0.9 | 0.9 | 0.9 | 0.9 | 0.9 | 0.9 | 0.9 | 0.9 | 0.9 | 0.9 | 0.9 | 0.9 | 0.9 | 0.9 | 0.9 | 0.9 | 0.9 | 0.9 | 0.9 | 0.9
MKTRDIMH00 | 0.9 | 0.9 | 0.9 | 0.9 | 0.9 | 0.9 | 0.9 | 0.9 | 0.9 | 0.9 | 0.9 | 0.9 | 0.9 | 0.9 | 0.9 | 0.9 | 0.9 | 0.9 | 0.9 | 0.9 | 0.9 | 0.9 | 0.9 | 0.9 | 0.9 | 0.9 | 0.9 | 0.9 | 0.9 | 0.9 | 0.9 | 0.9 | 0.9 | 0.9 | 0.9 | 0.9
MKTRDEXH00 | 0.9 | 0.9 | 0.9 | 0.9 | 0.9 | 0.9 | 0.9 | 0.9 | 0.9 | 0.9 | 0.9 | 0.9 | 0.9 | 0.9 | 0.9 | 0.9 | 0.9 | 0.9 | 0.9 | 0.9 | 0.9 | 0.9 | 0.9 | 0.9 | 0.9 | 0.9 | 0.9 | 0.9 | 0.9 | 0.9 | 0.9 | 0.9 | 0.9 | 0.9 | 0.9 | 0.9
MKTRDALH00 | 0.9 | 0.9 | 0.9 | 0.9 | 0.9 | 0.9 | 0.9 | 0.9 | 0.9 | 0.9 | 0.9 | 0.9 | 0.9 | 0.9 | 0.9 | 0.9 | 0.9 | 0.9 | 0.9 | 0.9 | 0.9 | 0.9 | 0.9 | 0.9 | 0.9 | 0.9 | 0.9 | 0.9 | 0.9 | 0.9 | 0.9 | 0.9 | 0.9 | 0.9 | 0.9 | 0.9
MKTRDXKH00 | 0.9 | 0.9 | 0.9 | 0.9 | 0.9 | 0.9 | 0.9 | 0.9 | 0.9 | 0.9 | 0.9 | 0.9 | 0.9 | 0.9 | 0.9 | 0.9 | 0.9 | 0.9 | 0.9 | 0.9 | 0.9 | 0.9 | 0.9 | 0.9 | 0.9 | 0.9 | 0.9 | 0.9 | 0.9 | 0.9 | 0.9 | 0.9 | 0.9 | 0.9 | 0.9 | 0.9
XKTRDMKH00 | 0.9 | 0.9 | 0.9 | 0.9 | 0.9 | 0.9 | 0.9 | 0.9 | 0.9 | 0.9 | 0.9 | 0.9 | 0.9 | 0.9 | 0.9 | 0.9 | 0.9 | 0.9 | 0.9 | 0.9 | 0.9 | 0.9 | 0.9 | 0.9 | 0.9 | 0.9 | 0.9 | 0.9 | 0.9 | 0.9 | 0.9 | 0.9 | 0.9 | 0.9 | 0.9 | 0.9
MKTRDBGH00 | 0.9 | 0.9 | 0.9 | 0.9 | 0.9 | 0.9 | 0.9 | 0.9 | 0.9 | 0.9 | 0.9 | 0.9 | 0.9 | 0.9 | 0.9 | 0.9 | 0.9 | 0.9 | 0.9 | 0.9 | 0.9 | 0.9 | 0.9 | 0.9 | 0.9 | 0.9 | 0.9 | 0.9 | 0.9 | 0.9 | 0.9 | 0.9 | 0.9 | 0.9 | 0.9 | 0.9
BGTRDMKH00 | 0.9 | 0.9 | 0.9 | 0.9 | 0.9 | 0.9 | 0.9 | 0.9 | 0.9 | 0.9 | 0.9 | 0.9 | 0.9 | 0.9 | 0.9 | 0.9 | 0.9 | 0.9 | 0.9 | 0.9 | 0.9 | 0.9 | 0.9 | 0.9 | 0.9 | 0.9 | 0.9 | 0.9 | 0.9 | 0.9 | 0.9 | 0.9 | 0.9 | 0.9 | 0.9 | 0.9
MKTRDGRH00 | 0.9 | 0.9 | 0.9 | 0.9 | 0.9 | 0.9 | 0.9 | 0.9 | 0.9 | 0.9 | 0.9 | 0.9 | 0.9 | 0.9 | 0.9 | 0.9 | 0.9 | 0.9 | 0.9 | 0.9 | 0.9 | 0.9 | 0.9 | 0.9 | 0.9 | 0.9 | 0.9 | 0.9 | 0.9 | 0.9 | 0.9 | 0.9 | 0.9 | 0.9 | 0.9 | 0.9
GRTRDMKH00 | 0.9 | 0.9 | 0.9 | 0.9 | 0.9 | 0.9 | 0.9 | 0.9 | 0.9 | 0.9 | 0.9 | 0.9 | 0.9 | 0.9 | 0.9 | 0.9 | 0.9 | 0.9 | 0.9 | 0.9 | 0.9 | 0.9 | 0.9 | 0.9 | 0.9 | 0.9 | 0.9 | 0.9 | 0.9 | 0.9 | 0.9 | 0.9 | 0.9 | 0.9 | 0.9 | 0.9
MKTRDRSH00 | 0.9 | 0.9 | 0.9 | 0.9 | 0.9 | 0.9 | 0.9 | 0.9 | 0.9 | 0.9 | 0.9 | 0.9 | 0.9 | 0.9 | 0.9 | 0.9 | 0.9 | 0.9 | 0.9 | 0.9 | 0.9 | 0.9 | 0.9 | 0.9 | 0.9 | 0.9 | 0.9 | 0.9 | 0.9 | 0.9 | 0.9 | 0.9 | 0.9 | 0.9 | 0.9 | 0.9
RSTRDMKH00 | 0.9 | 0.9 | 0.9 | 0.9 | 0.9 | 0.9 | 0.9 | 0.9 | 0.9 | 0.9 | 0.9 | 0.9 | 0.9 | 0.9 | 0.9 | 0.9 | 0.9 | 0.9 | 0.9 | 0.9 | 0.9 | 0.9 | 0.9 | 0.9 | 0.9 | 0.9 | 0.9 | 0.9 | 0.9 | 0.9 | 0.9 | 0.9 | 0.9 | 0.9 | 0.9 | 0.9
MEPELBS000 | 0.9 | 0.9 | 0.9 | 0.9 | 0.9 | 0.9 | 0.9 | 0.9 | 0.9 | 0.9 | 0.9 | 0.9 | 0.9 | 0.9 | 0.9 | 0.9 | 0.9 | 0.9 | 0.9 | 0.9 | 0.9 | 0.9 | 0.9 | 0.9 | 0.9 | 0.9 | 0.9 | 0.9 | 0.9 | 0.9 | 0.9 | 0.9 | 0.9 | 0.9 | 0.9 | 0.9
MERCODM000 | 0.9 | 0.9 | 0.9 | 0.9 | 0.9 | 0.9 | 0.9 | 0.9 | 0.9 | 0.9 | 0.9 | 0.9 | 0.9 | 0.9 | 0.9 | 0.9 | 0.9 | 0.9 | 0.9 | 0.9 | 0.9 | 0.9 | 0.9 | 0.9 | 0.9 | 0.9 | 0.9 | 0.9 | 0.9 | 0.9 | 0.9 | 0.9 | 0.9 | 0.9 | 0.9 | 0.9
MERCOIM000 | 0.9 | 0.9 | 0.9 | 0.9 | 0.9 | 0.9 | 0.9 | 0.9 | 0.9 | 0.9 | 0.9 | 0.9 | 0.9 | 0.9 | 0.9 | 0.9 | 0.9 | 0.9 | 0.9 | 0.9 | 0.9 | 0.9 | 0.9 | 0.9 | 0.9 | 0.9 | 0.9 | 0.9 | 0.9 | 0.9 | 0.9 | 0.9 | 0.9 | 0.9 | 0.9 | 0.9
MEPHYDMHI0 | 0.9 | 0.9 | 0.9 | 0.9 | 0.9 | 0.9 | 0.9 | 0.9 | 0.9 | 0.9 | 0.9 | 0.9 | 0.9 | 0.9 | 0.9 | 0.9 | 0.9 | 0.9 | 0.9 | 0.9 | 0.9 | 0.9 | 0.9 | 0.9 | 0.9 | 0.9 | 0.9 | 0.9 | 0.9 | 0.9 | 0.9 | 0.9 | 0.9 | 0.9 | 0.9 | 0.9
MEPHYDMHO0 | 0.9 | 0.9 | 0.9 | 0.9 | 0.9 | 0.9 | 0.9 | 0.9 | 0.9 | 0.9 | 0.9 | 0.9 | 0.9 | 0.9 | 0.9 | 0.9 | 0.9 | 0.9 | 0.9 | 0.9 | 0.9 | 0.9 | 0.9 | 0.9 | 0.9 | 0.9 | 0.9 | 0.9 | 0.9 | 0.9 | 0.9 | 0.9 | 0.9 | 0.9 | 0.9 | 0.9
MEPHYRRNO0 | 0.9 | 0.9 | 0.9 | 0.9 | 0.9 | 0.9 | 0.9 | 0.9 | 0.9 | 0.9 | 0.9 | 0.9 | 0.9 | 0.9 | 0.9 | 0.9 | 0.9 | 0.9 | 0.9 | 0.9 | 0.9 | 0.9 | 0.9 | 0.9 | 0.9 | 0.9 | 0.9 | 0.9 | 0.9 | 0.9 | 0.9 | 0.9 | 0.9 | 0.9 | 0.9 | 0.9
MEPHYRRNI0 | 0.9 | 0.9 | 0.9 | 0.9 | 0.9 | 0.9 | 0.9 | 0.9 | 0.9 | 0.9 | 0.9 | 0.9 | 0.9 | 0.9 | 0.9 | 0.9 | 0.9 | 0.9 | 0.9 | 0.9 | 0.9 | 0.9 | 0.9 | 0.9 | 0.9 | 0.9 | 0.9 | 0.9 | 0.9 | 0.9 | 0.9 | 0.9 | 0.9 | 0.9 | 0.9 | 0.9
MEPSOU1NO0 | 0.9 | 0.9 | 0.9 | 0.9 | 0.9 | 0.9 | 0.9 | 0.9 | 0.9 | 0.9 | 0.9 | 0.9 | 0.9 | 0.9 | 0.9 | 0.9 | 0.9 | 0.9 | 0.9 | 0.9 | 0.9 | 0.9 | 0.9 | 0.9 | 0.9 | 0.9 | 0.9 | 0.9 | 0.9 | 0.9 | 0.9 | 0.9 | 0.9 | 0.9 | 0.9 | 0.9
MEPSOU1NI0 | 0.9 | 0.9 | 0.9 | 0.9 | 0.9 | 0.9 | 0.9 | 0.9 | 0.9 | 0.9 | 0.9 | 0.9 | 0.9 | 0.9 | 0.9 | 0.9 | 0.9 | 0.9 | 0.9 | 0.9 | 0.9 | 0.9 | 0.9 | 0.9 | 0.9 | 0.9 | 0.9 | 0.9 | 0.9 | 0.9 | 0.9 | 0.9 | 0.9 | 0.9 | 0.9 | 0.9
MEPCOSCHO0 | 0.9 | 0.9 | 0.9 | 0.9 | 0.9 | 0.9 | 0.9 | 0.9 | 0.9 | 0.9 | 0.9 | 0.9 | 0.9 | 0.9 | 0.9 | 0.9 | 0.9 | 0.9 | 0.9 | 0.9 | 0.9 | 0.9 | 0.9 | 0.9 | 0.9 | 0.9 | 0.9 | 0.9 | 0.9 | 0.9 | 0.9 | 0.9 | 0.9 | 0.9 | 0.9 | 0.9
MEPCOSCNO0 | 0.9 | 0.9 | 0.9 | 0.9 | 0.9 | 0.9 | 0.9 | 0.9 | 0.9 | 0.9 | 0.9 | 0.9 | 0.9 | 0.9 | 0.9 | 0.9 | 0.9 | 0.9 | 0.9 | 0.9 | 0.9 | 0.9 | 0.9 | 0.9 | 0.9 | 0.9 | 0.9 | 0.9 | 0.9 | 0.9 | 0.9 | 0.9 | 0.9 | 0.9 | 0.9 | 0.9
MEPCOSCNI0 | 0.9 | 0.9 | 0.9 | 0.9 | 0.9 | 0.9 | 0.9 | 0.9 | 0.9 | 0.9 | 0.9 | 0.9 | 0.9 | 0.9 | 0.9 | 0.9 | 0.9 | 0.9 | 0.9 | 0.9 | 0.9 | 0.9 | 0.9 | 0.9 | 0.9 | 0.9 | 0.9 | 0.9 | 0.9 | 0.9 | 0.9 | 0.9 | 0.9 | 0.9 | 0.9 | 0.9
MEPWI30NI0 | 0.9 | 0.9 | 0.9 | 0.9 | 0.9 | 0.9 | 0.9 | 0.9 | 0.9 | 0.9 | 0.9 | 0.9 | 0.9 | 0.9 | 0.9 | 0.9 | 0.9 | 0.9 | 0.9 | 0.9 | 0.9 | 0.9 | 0.9 | 0.9 | 0.9 | 0.9 | 0.9 | 0.9 | 0.9 | 0.9 | 0.9 | 0.9 | 0.9 | 0.9 | 0.9 | 0.9
MEPWI30NO0 | 0.9 | 0.9 | 0.9 | 0.9 | 0.9 | 0.9 | 0.9 | 0.9 | 0.9 | 0.9 | 0.9 | 0.9 | 0.9 | 0.9 | 0.9 | 0.9 | 0.9 | 0.9 | 0.9 | 0.9 | 0.9 | 0.9 | 0.9 | 0.9 | 0.9 | 0.9 | 0.9 | 0.9 | 0.9 | 0.9 | 0.9 | 0.9 | 0.9 | 0.9 | 0.9 | 0.9
METELTRH00 | 0.9 | 0.9 | 0.9 | 0.9 | 0.9 | 0.9 | 0.9 | 0.9 | 0.9 | 0.9 | 0.9 | 0.9 | 0.9 | 0.9 | 0.9 | 0.9 | 0.9 | 0.9 | 0.9 | 0.9 | 0.9 | 0.9 | 0.9 | 0.9 | 0.9 | 0.9 | 0.9 | 0.9 | 0.9 | 0.9 | 0.9 | 0.9 | 0.9 | 0.9 | 0.9 | 0.9
METELDSH00 | 0.9 | 0.9 | 0.9 | 0.9 | 0.9 | 0.9 | 0.9 | 0.9 | 0.9 | 0.9 | 0.9 | 0.9 | 0.9 | 0.9 | 0.9 | 0.9 | 0.9 | 0.9 | 0.9 | 0.9 | 0.9 | 0.9 | 0.9 | 0.9 | 0.9 | 0.9 | 0.9 | 0.9 | 0.9 | 0.9 | 0.9 | 0.9 | 0.9 | 0.9 | 0.9 | 0.9
METRDIMH00 | 0.9 | 0.9 | 0.9 | 0.9 | 0.9 | 0.9 | 0.9 | 0.9 | 0.9 | 0.9 | 0.9 | 0.9 | 0.9 | 0.9 | 0.9 | 0.9 | 0.9 | 0.9 | 0.9 | 0.9 | 0.9 | 0.9 | 0.9 | 0.9 | 0.9 | 0.9 | 0.9 | 0.9 | 0.9 | 0.9 | 0.9 | 0.9 | 0.9 | 0.9 | 0.9 | 0.9
METRDEXH00 | 0.9 | 0.9 | 0.9 | 0.9 | 0.9 | 0.9 | 0.9 | 0.9 | 0.9 | 0.9 | 0.9 | 0.9 | 0.9 | 0.9 | 0.9 | 0.9 | 0.9 | 0.9 | 0.9 | 0.9 | 0.9 | 0.9 | 0.9 | 0.9 | 0.9 | 0.9 | 0.9 | 0.9 | 0.9 | 0.9 | 0.9 | 0.9 | 0.9 | 0.9 | 0.9 | 0.9
METRDALH00 | 0.9 | 0.9 | 0.9 | 0.9 | 0.9 | 0.9 | 0.9 | 0.9 | 0.9 | 0.9 | 0.9 | 0.9 | 0.9 | 0.9 | 0.9 | 0.9 | 0.9 | 0.9 | 0.9 | 0.9 | 0.9 | 0.9 | 0.9 | 0.9 | 0.9 | 0.9 | 0.9 | 0.9 | 0.9 | 0.9 | 0.9 | 0.9 | 0.9 | 0.9 | 0.9 | 0.9
METRDXKH00 | 0.9 | 0.9 | 0.9 | 0.9 | 0.9 | 0.9 | 0.9 | 0.9 | 0.9 | 0.9 | 0.9 | 0.9 | 0.9 | 0.9 | 0.9 | 0.9 | 0.9 | 0.9 | 0.9 | 0.9 | 0.9 | 0.9 | 0.9 | 0.9 | 0.9 | 0.9 | 0.9 | 0.9 | 0.9 | 0.9 | 0.9 | 0.9 | 0.9 | 0.9 | 0.9 | 0.9
METRDITH00 | 0.9 | 0.9 | 0.9 | 0.9 | 0.9 | 0.9 | 0.9 | 0.9 | 0.9 | 0.9 | 0.9 | 0.9 | 0.9 | 0.9 | 0.9 | 0.9 | 0.9 | 0.9 | 0.9 | 0.9 | 0.9 | 0.9 | 0.9 | 0.9 | 0.9 | 0.9 | 0.9 | 0.9 | 0.9 | 0.9 | 0.9 | 0.9 | 0.9 | 0.9 | 0.9 | 0.9
ITTRDMEH00 | 0.9 | 0.9 | 0.9 | 0.9 | 0.9 | 0.9 | 0.9 | 0.9 | 0.9 | 0.9 | 0.9 | 0.9 | 0.9 | 0.9 | 0.9 | 0.9 | 0.9 | 0.9 | 0.9 | 0.9 | 0.9 | 0.9 | 0.9 | 0.9 | 0.9 | 0.9 | 0.9 | 0.9 | 0.9 | 0.9 | 0.9 | 0.9 | 0.9 | 0.9 | 0.9 | 0.9
METRDBAH00 | 0.9 | 0.9 | 0.9 | 0.9 | 0.9 | 0.9 | 0.9 | 0.9 | 0.9 | 0.9 | 0.9 | 0.9 | 0.9 | 0.9 | 0.9 | 0.9 | 0.9 | 0.9 | 0.9 | 0.9 | 0.9 | 0.9 | 0.9 | 0.9 | 0.9 | 0.9 | 0.9 | 0.9 | 0.9 | 0.9 | 0.9 | 0.9 | 0.9 | 0.9 | 0.9 | 0.9
BATRDMEH00 | 0.9 | 0.9 | 0.9 | 0.9 | 0.9 | 0.9 | 0.9 | 0.9 | 0.9 | 0.9 | 0.9 | 0.9 | 0.9 | 0.9 | 0.9 | 0.9 | 0.9 | 0.9 | 0.9 | 0.9 | 0.9 | 0.9 | 0.9 | 0.9 | 0.9 | 0.9 | 0.9 | 0.9 | 0.9 | 0.9 | 0.9 | 0.9 | 0.9 | 0.9 | 0.9 | 0.9
METRDRSH00 | 0.9 | 0.9 | 0.9 | 0.9 | 0.9 | 0.9 | 0.9 | 0.9 | 0.9 | 0.9 | 0.9 | 0.9 | 0.9 | 0.9 | 0.9 | 0.9 | 0.9 | 0.9 | 0.9 | 0.9 | 0.9 | 0.9 | 0.9 | 0.9 | 0.9 | 0.9 | 0.9 | 0.9 | 0.9 | 0.9 | 0.9 | 0.9 | 0.9 | 0.9 | 0.9 | 0.9
RSTRDMEH00 | 0.9 | 0.9 | 0.9 | 0.9 | 0.9 | 0.9 | 0.9 | 0.9 | 0.9 | 0.9 | 0.9 | 0.9 | 0.9 | 0.9 | 0.9 | 0.9 | 0.9 | 0.9 | 0.9 | 0.9 | 0.9 | 0.9 | 0.9 | 0.9 | 0.9 | 0.9 | 0.9 | 0.9 | 0.9 | 0.9 | 0.9 | 0.9 | 0.9 | 0.9 | 0.9 | 0.9
XKPELBS000 | 0.9 | 0.9 | 0.9 | 0.9 | 0.9 | 0.9 | 0.9 | 0.9 | 0.9 | 0.9 | 0.9 | 0.9 | 0.9 | 0.9 | 0.9 | 0.9 | 0.9 | 0.9 | 0.9 | 0.9 | 0.9 | 0.9 | 0.9 | 0.9 | 0.9 | 0.9 | 0.9 | 0.9 | 0.9 | 0.9 | 0.9 | 0.9 | 0.9 | 0.9 | 0.9 | 0.9
XKRCODM000 | 0.9 | 0.9 | 0.9 | 0.9 | 0.9 | 0.9 | 0.9 | 0.9 | 0.9 | 0.9 | 0.9 | 0.9 | 0.9 | 0.9 | 0.9 | 0.9 | 0.9 | 0.9 | 0.9 | 0.9 | 0.9 | 0.9 | 0.9 | 0.9 | 0.9 | 0.9 | 0.9 | 0.9 | 0.9 | 0.9 | 0.9 | 0.9 | 0.9 | 0.9 | 0.9 | 0.9
XKRCOIM000 | 0.9 | 0.9 | 0.9 | 0.9 | 0.9 | 0.9 | 0.9 | 0.9 | 0.9 | 0.9 | 0.9 | 0.9 | 0.9 | 0.9 | 0.9 | 0.9 | 0.9 | 0.9 | 0.9 | 0.9 | 0.9 | 0.9 | 0.9 | 0.9 | 0.9 | 0.9 | 0.9 | 0.9 | 0.9 | 0.9 | 0.9 | 0.9 | 0.9 | 0.9 | 0.9 | 0.9
XKPCOSCHO0 | 0.9 | 0.9 | 0.9 | 0.9 | 0.9 | 0.9 | 0.9 | 0.9 | 0.9 | 0.9 | 0.9 | 0.9 | 0.9 | 0.9 | 0.9 | 0.9 | 0.9 | 0.9 | 0.9 | 0.9 | 0.9 | 0.9 | 0.9 | 0.9 | 0.9 | 0.9 | 0.9 | 0.9 | 0.9 | 0.9 | 0.9 | 0.9 | 0.9 | 0.9 | 0.9 | 0.9
XKPCOSCNO0 | 0.9 | 0.9 | 0.9 | 0.9 | 0.9 | 0.9 | 0.9 | 0.9 | 0.9 | 0.9 | 0.9 | 0.9 | 0.9 | 0.9 | 0.9 | 0.9 | 0.9 | 0.9 | 0.9 | 0.9 | 0.9 | 0.9 | 0.9 | 0.9 | 0.9 | 0.9 | 0.9 | 0.9 | 0.9 | 0.9 | 0.9 | 0.9 | 0.9 | 0.9 | 0.9 | 0.9
XKPHYRRHO0 | 0.9 | 0.9 | 0.9 | 0.9 | 0.9 | 0.9 | 0.9 | 0.9 | 0.9 | 0.9 | 0.9 | 0.9 | 0.9 | 0.9 | 0.9 | 0.9 | 0.9 | 0.9 | 0.9 | 0.9 | 0.9 | 0.9 | 0.9 | 0.9 | 0.9 | 0.9 | 0.9 | 0.9 | 0.9 | 0.9 | 0.9 | 0.9 | 0.9 | 0.9 | 0.9 | 0.9
XKPHYRRNO0 | 0.9 | 0.9 | 0.9 | 0.9 | 0.9 | 0.9 | 0.9 | 0.9 | 0.9 | 0.9 | 0.9 | 0.9 | 0.9 | 0.9 | 0.9 | 0.9 | 0.9 | 0.9 | 0.9 | 0.9 | 0.9 | 0.9 | 0.9 | 0.9 | 0.9 | 0.9 | 0.9 | 0.9 | 0.9 | 0.9 | 0.9 | 0.9 | 0.9 | 0.9 | 0.9 | 0.9
XKPSOU1NO0 | 0.9 | 0.9 | 0.9 | 0.9 | 0.9 | 0.9 | 0.9 | 0.9 | 0.9 | 0.9 | 0.9 | 0.9 | 0.9 | 0.9 | 0.9 | 0.9 | 0.9 | 0.9 | 0.9 | 0.9 | 0.9 | 0.9 | 0.9 | 0.9 | 0.9 | 0.9 | 0.9 | 0.9 | 0.9 | 0.9 | 0.9 | 0.9 | 0.9 | 0.9 | 0.9 | 0.9
XKPSOU1NI0 | 0.9 | 0.9 | 0.9 | 0.9 | 0.9 | 0.9 | 0.9 | 0.9 | 0.9 | 0.9 | 0.9 | 0.9 | 0.9 | 0.9 | 0.9 | 0.9 | 0.9 | 0.9 | 0.9 | 0.9 | 0.9 | 0.9 | 0.9 | 0.9 | 0.9 | 0.9 | 0.9 | 0.9 | 0.9 | 0.9 | 0.9 | 0.9 | 0.9 | 0.9 | 0.9 | 0.9
XKPWI25NO0 | 0.9 | 0.9 | 0.9 | 0.9 | 0.9 | 0.9 | 0.9 | 0.9 | 0.9 | 0.9 | 0.9 | 0.9 | 0.9 | 0.9 | 0.9 | 0.9 | 0.9 | 0.9 | 0.9 | 0.9 | 0.9 | 0.9 | 0.9 | 0.9 | 0.9 | 0.9 | 0.9 | 0.9 | 0.9 | 0.9 | 0.9 | 0.9 | 0.9 | 0.9 | 0.9 | 0.9
XKPWI25NI0 | 0.9 | 0.9 | 0.9 | 0.9 | 0.9 | 0.9 | 0.9 | 0.9 | 0.9 | 0.9 | 0.9 | 0.9 | 0.9 | 0.9 | 0.9 | 0.9 | 0.9 | 0.9 | 0.9 | 0.9 | 0.9 | 0.9 | 0.9 | 0.9 | 0.9 | 0.9 | 0.9 | 0.9 | 0.9 | 0.9 | 0.9 | 0.9 | 0.9 | 0.9 | 0.9 | 0.9
XKTELTRH00 | 0.9 | 0.9 | 0.9 | 0.9 | 0.9 | 0.9 | 0.9 | 0.9 | 0.9 | 0.9 | 0.9 | 0.9 | 0.9 | 0.9 | 0.9 | 0.9 | 0.9 | 0.9 | 0.9 | 0.9 | 0.9 | 0.9 | 0.9 | 0.9 | 0.9 | 0.9 | 0.9 | 0.9 | 0.9 | 0.9 | 0.9 | 0.9 | 0.9 | 0.9 | 0.9 | 0.9
XKTELDSH00 | 0.9 | 0.9 | 0.9 | 0.9 | 0.9 | 0.9 | 0.9 | 0.9 | 0.9 | 0.9 | 0.9 | 0.9 | 0.9 | 0.9 | 0.9 | 0.9 | 0.9 | 0.9 | 0.9 | 0.9 | 0.9 | 0.9 | 0.9 | 0.9 | 0.9 | 0.9 | 0.9 | 0.9 | 0.9 | 0.9 | 0.9 | 0.9 | 0.9 | 0.9 | 0.9 | 0.9
XKTRDIMH00 | 0.9 | 0.9 | 0.9 | 0.9 | 0.9 | 0.9 | 0.9 | 0.9 | 0.9 | 0.9 | 0.9 | 0.9 | 0.9 | 0.9 | 0.9 | 0.9 | 0.9 | 0.9 | 0.9 | 0.9 | 0.9 | 0.9 | 0.9 | 0.9 | 0.9 | 0.9 | 0.9 | 0.9 | 0.9 | 0.9 | 0.9 | 0.9 | 0.9 | 0.9 | 0.9 | 0.9
XKTRDEXH00 | 0.9 | 0.9 | 0.9 | 0.9 | 0.9 | 0.9 | 0.9 | 0.9 | 0.9 | 0.9 | 0.9 | 0.9 | 0.9 | 0.9 | 0.9 | 0.9 | 0.9 | 0.9 | 0.9 | 0.9 | 0.9 | 0.9 | 0.9 | 0.9 | 0.9 | 0.9 | 0.9 | 0.9 | 0.9 | 0.9 | 0.9 | 0.9 | 0.9 | 0.9 | 0.9 | 0.9
XKTRDAKH00 | 0.9 | 0.9 | 0.9 | 0.9 | 0.9 | 0.9 | 0.9 | 0.9 | 0.9 | 0.9 | 0.9 | 0.9 | 0.9 | 0.9 | 0.9 | 0.9 | 0.9 | 0.9 | 0.9 | 0.9 | 0.9 | 0.9 | 0.9 | 0.9 | 0.9 | 0.9 | 0.9 | 0.9 | 0.9 | 0.9 | 0.9 | 0.9 | 0.9 | 0.9 | 0.9 | 0.9
XKTRDMEH00 | 0.9 | 0.9 | 0.9 | 0.9 | 0.9 | 0.9 | 0.9 | 0.9 | 0.9 | 0.9 | 0.9 | 0.9 | 0.9 | 0.9 | 0.9 | 0.9 | 0.9 | 0.9 | 0.9 | 0.9 | 0.9 | 0.9 | 0.9 | 0.9 | 0.9 | 0.9 | 0.9 | 0.9 | 0.9 | 0.9 | 0.9 | 0.9 | 0.9 | 0.9 | 0.9 | 0.9
MKCWTLK0BD | bar: 2020 to 2055:=
MKCWTCT1BD | bar: 2020 to 2055:=
MKCWTRS1BD | bar: 2020 to 2055:=
MKCWTSP1BD | bar: 2020 to 2055:=
MKCWTCT2BD | bar: 2020 to 2055:=
MKCWTRS2BD | bar: 2020 to 2055:=
MKCWTSP2BD | bar: 2020 to 2055:=
MKCWTCT3DD | bar: 2020 to 2055:=
MKCWTRS3DD | bar: 2020 to 2055:=
ALCWTSP3DD | bar: 2020 to 2055:=
XKCWTRS1WD | bar: 2020 to 2055:=
ALCWTCT1DD | bar: 2020 to 2055:=
ALCWTRS1DD | bar: 2020 to 2055:=
ALCWTSP4DD | bar: 2020 to 2055:=
ALCWTCT2DD | bar: 2020 to 2055:=
ALCWTRS2DD | bar: 2020 to 2055:=
ALCWTSP5DD | bar: 2020 to 2055:=
ALCWTCT3DD | bar: 2020 to 2055:=
ALCWTRS3DD | bar: 2020 to 2055:=
ALCWTSP6DD | bar: 2020 to 2055:=
ALCWTCT4DD | bar: 2020 to 2055:=
ALCWTRS4DD | bar: 2020 to 2055:=

## CapacityFactor
ALBANIA
| ALPHYDMHI0 |  |  | 0.36
| 2020 | 2021 | 2022 | 2023 | 2024 | 2025 | 2026 | 2027 | 2028 | 2029 | 2030 | 2031 | 2032 | 2033 | 2034 | 2035 | 2036 | 2037 | 2038 | 2039 | 2040 | 2041 | 2042 | 2043 | 2044 | 2045 | 2046 | 2047 | 2048 | 2049 | 2050 | 2051 | 2052 | 2053 | 2054 | 2055:=
1 | 0.36 | 0.36 | 0.36 | 0.36 | 0.36 | 0.36 | 0.36 | 0.36 | 0.36 | 0.36 | 0.36 | 0.36 | 0.36 | 0.36 | 0.36 | 0.36 | 0.36 | 0.36 | 0.36 | 0.36 | 0.36 | 0.36 | 0.36 | 0.36 | 0.36 | 0.36 | 0.36 | 0.36 | 0.36 | 0.36 | 0.36 | 0.36 | 0.36 | 0.36 | 0.36 | 0.36
2 | 0.36 | 0.36 | 0.36 | 0.36 | 0.36 | 0.36 | 0.36 | 0.36 | 0.36 | 0.36 | 0.36 | 0.36 | 0.36 | 0.36 | 0.36 | 0.36 | 0.36 | 0.36 | 0.36 | 0.36 | 0.36 | 0.36 | 0.36 | 0.36 | 0.36 | 0.36 | 0.36 | 0.36 | 0.36 | 0.36 | 0.36 | 0.36 | 0.36 | 0.36 | 0.36 | 0.36
3 | 0.36 | 0.36 | 0.36 | 0.36 | 0.36 | 0.36 | 0.36 | 0.36 | 0.36 | 0.36 | 0.36 | 0.36 | 0.36 | 0.36 | 0.36 | 0.36 | 0.36 | 0.36 | 0.36 | 0.36 | 0.36 | 0.36 | 0.36 | 0.36 | 0.36 | 0.36 | 0.36 | 0.36 | 0.36 | 0.36 | 0.36 | 0.36 | 0.36 | 0.36 | 0.36 | 0.36
4 | 0.36 | 0.36 | 0.36 | 0.36 | 0.36 | 0.36 | 0.36 | 0.36 | 0.36 | 0.36 | 0.36 | 0.36 | 0.36 | 0.36 | 0.36 | 0.36 | 0.36 | 0.36 | 0.36 | 0.36 | 0.36 | 0.36 | 0.36 | 0.36 | 0.36 | 0.36 | 0.36 | 0.36 | 0.36 | 0.36 | 0.36 | 0.36 | 0.36 | 0.36 | 0.36 | 0.36
5 | 0.36 | 0.36 | 0.36 | 0.36 | 0.36 | 0.36 | 0.36 | 0.36 | 0.36 | 0.36 | 0.36 | 0.36 | 0.36 | 0.36 | 0.36 | 0.36 | 0.36 | 0.36 | 0.36 | 0.36 | 0.36 | 0.36 | 0.36 | 0.36 | 0.36 | 0.36 | 0.36 | 0.36 | 0.36 | 0.36 | 0.36 | 0.36 | 0.36 | 0.36 | 0.36 | 0.36
6 | 0.36 | 0.36 | 0.36 | 0.36 | 0.36 | 0.36 | 0.36 | 0.36 | 0.36 | 0.36 | 0.36 | 0.36 | 0.36 | 0.36 | 0.36 | 0.36 | 0.36 | 0.36 | 0.36 | 0.36 | 0.36 | 0.36 | 0.36 | 0.36 | 0.36 | 0.36 | 0.36 | 0.36 | 0.36 | 0.36 | 0.36 | 0.36 | 0.36 | 0.36 | 0.36 | 0.36
7 | 0.36 | 0.36 | 0.36 | 0.36 | 0.36 | 0.36 | 0.36 | 0.36 | 0.36 | 0.36 | 0.36 | 0.36 | 0.36 | 0.36 | 0.36 | 0.36 | 0.36 | 0.36 | 0.36 | 0.36 | 0.36 | 0.36 | 0.36 | 0.36 | 0.36 | 0.36 | 0.36 | 0.36 | 0.36 | 0.36 | 0.36 | 0.36 | 0.36 | 0.36 | 0.36 | 0.36
8 | 0.36 | 0.36 | 0.36 | 0.36 | 0.36 | 0.36 | 0.36 | 0.36 | 0.36 | 0.36 | 0.36 | 0.36 | 0.36 | 0.36 | 0.36 | 0.36 | 0.36 | 0.36 | 0.36 | 0.36 | 0.36 | 0.36 | 0.36 | 0.36 | 0.36 | 0.36 | 0.36 | 0.36 | 0.36 | 0.36 | 0.36 | 0.36 | 0.36 | 0.36 | 0.36 | 0.36
9 | 0.36 | 0.36 | 0.36 | 0.36 | 0.36 | 0.36 | 0.36 | 0.36 | 0.36 | 0.36 | 0.36 | 0.36 | 0.36 | 0.36 | 0.36 | 0.36 | 0.36 | 0.36 | 0.36 | 0.36 | 0.36 | 0.36 | 0.36 | 0.36 | 0.36 | 0.36 | 0.36 | 0.36 | 0.36 | 0.36 | 0.36 | 0.36 | 0.36 | 0.36 | 0.36 | 0.36
10 | 0.36 | 0.36 | 0.36 | 0.36 | 0.36 | 0.36 | 0.36 | 0.36 | 0.36 | 0.36 | 0.36 | 0.36 | 0.36 | 0.36 | 0.36 | 0.36 | 0.36 | 0.36 | 0.36 | 0.36 | 0.36 | 0.36 | 0.36 | 0.36 | 0.36 | 0.36 | 0.36 | 0.36 | 0.36 | 0.36 | 0.36 | 0.36 | 0.36 | 0.36 | 0.36 | 0.36
11 | 0.36 | 0.36 | 0.36 | 0.36 | 0.36 | 0.36 | 0.36 | 0.36 | 0.36 | 0.36 | 0.36 | 0.36 | 0.36 | 0.36 | 0.36 | 0.36 | 0.36 | 0.36 | 0.36 | 0.36 | 0.36 | 0.36 | 0.36 | 0.36 | 0.36 | 0.36 | 0.36 | 0.36 | 0.36 | 0.36 | 0.36 | 0.36 | 0.36 | 0.36 | 0.36 | 0.36
12 | 0.36 | 0.36 | 0.36 | 0.36 | 0.36 | 0.36 | 0.36 | 0.36 | 0.36 | 0.36 | 0.36 | 0.36 | 0.36 | 0.36 | 0.36 | 0.36 | 0.36 | 0.36 | 0.36 | 0.36 | 0.36 | 0.36 | 0.36 | 0.36 | 0.36 | 0.36 | 0.36 | 0.36 | 0.36 | 0.36 | 0.36 | 0.36 | 0.36 | 0.36 | 0.36 | 0.36
13 | 0.36 | 0.36 | 0.36 | 0.36 | 0.36 | 0.36 | 0.36 | 0.36 | 0.36 | 0.36 | 0.36 | 0.36 | 0.36 | 0.36 | 0.36 | 0.36 | 0.36 | 0.36 | 0.36 | 0.36 | 0.36 | 0.36 | 0.36 | 0.36 | 0.36 | 0.36 | 0.36 | 0.36 | 0.36 | 0.36 | 0.36 | 0.36 | 0.36 | 0.36 | 0.36 | 0.36
14 | 0.36 | 0.36 | 0.36 | 0.36 | 0.36 | 0.36 | 0.36 | 0.36 | 0.36 | 0.36 | 0.36 | 0.36 | 0.36 | 0.36 | 0.36 | 0.36 | 0.36 | 0.36 | 0.36 | 0.36 | 0.36 | 0.36 | 0.36 | 0.36 | 0.36 | 0.36 | 0.36 | 0.36 | 0.36 | 0.36 | 0.36 | 0.36 | 0.36 | 0.36 | 0.36 | 0.36
15 | 0.36 | 0.36 | 0.36 | 0.36 | 0.36 | 0.36 | 0.36 | 0.36 | 0.36 | 0.36 | 0.36 | 0.36 | 0.36 | 0.36 | 0.36 | 0.36 | 0.36 | 0.36 | 0.36 | 0.36 | 0.36 | 0.36 | 0.36 | 0.36 | 0.36 | 0.36 | 0.36 | 0.36 | 0.36 | 0.36 | 0.36 | 0.36 | 0.36 | 0.36 | 0.36 | 0.36
16 | 0.36 | 0.36 | 0.36 | 0.36 | 0.36 | 0.36 | 0.36 | 0.36 | 0.36 | 0.36 | 0.36 | 0.36 | 0.36 | 0.36 | 0.36 | 0.36 | 0.36 | 0.36 | 0.36 | 0.36 | 0.36 | 0.36 | 0.36 | 0.36 | 0.36 | 0.36 | 0.36 | 0.36 | 0.36 | 0.36 | 0.36 | 0.36 | 0.36 | 0.36 | 0.36 | 0.36
17 | 0.36 | 0.36 | 0.36 | 0.36 | 0.36 | 0.36 | 0.36 | 0.36 | 0.36 | 0.36 | 0.36 | 0.36 | 0.36 | 0.36 | 0.36 | 0.36 | 0.36 | 0.36 | 0.36 | 0.36 | 0.36 | 0.36 | 0.36 | 0.36 | 0.36 | 0.36 | 0.36 | 0.36 | 0.36 | 0.36 | 0.36 | 0.36 | 0.36 | 0.36 | 0.36 | 0.36
18 | 0.36 | 0.36 | 0.36 | 0.36 | 0.36 | 0.36 | 0.36 | 0.36 | 0.36 | 0.36 | 0.36 | 0.36 | 0.36 | 0.36 | 0.36 | 0.36 | 0.36 | 0.36 | 0.36 | 0.36 | 0.36 | 0.36 | 0.36 | 0.36 | 0.36 | 0.36 | 0.36 | 0.36 | 0.36 | 0.36 | 0.36 | 0.36 | 0.36 | 0.36 | 0.36 | 0.36
19 | 0.36 | 0.36 | 0.36 | 0.36 | 0.36 | 0.36 | 0.36 | 0.36 | 0.36 | 0.36 | 0.36 | 0.36 | 0.36 | 0.36 | 0.36 | 0.36 | 0.36 | 0.36 | 0.36 | 0.36 | 0.36 | 0.36 | 0.36 | 0.36 | 0.36 | 0.36 | 0.36 | 0.36 | 0.36 | 0.36 | 0.36 | 0.36 | 0.36 | 0.36 | 0.36 | 0.36
20 | 0.36 | 0.36 | 0.36 | 0.36 | 0.36 | 0.36 | 0.36 | 0.36 | 0.36 | 0.36 | 0.36 | 0.36 | 0.36 | 0.36 | 0.36 | 0.36 | 0.36 | 0.36 | 0.36 | 0.36 | 0.36 | 0.36 | 0.36 | 0.36 | 0.36 | 0.36 | 0.36 | 0.36 | 0.36 | 0.36 | 0.36 | 0.36 | 0.36 | 0.36 | 0.36 | 0.36
21 | 0.36 | 0.36 | 0.36 | 0.36 | 0.36 | 0.36 | 0.36 | 0.36 | 0.36 | 0.36 | 0.36 | 0.36 | 0.36 | 0.36 | 0.36 | 0.36 | 0.36 | 0.36 | 0.36 | 0.36 | 0.36 | 0.36 | 0.36 | 0.36 | 0.36 | 0.36 | 0.36 | 0.36 | 0.36 | 0.36 | 0.36 | 0.36 | 0.36 | 0.36 | 0.36 | 0.36
22 | 0.36 | 0.36 | 0.36 | 0.36 | 0.36 | 0.36 | 0.36 | 0.36 | 0.36 | 0.36 | 0.36 | 0.36 | 0.36 | 0.36 | 0.36 | 0.36 | 0.36 | 0.36 | 0.36 | 0.36 | 0.36 | 0.36 | 0.36 | 0.36 | 0.36 | 0.36 | 0.36 | 0.36 | 0.36 | 0.36 | 0.36 | 0.36 | 0.36 | 0.36 | 0.36 | 0.36
23 | 0.36 | 0.36 | 0.36 | 0.36 | 0.36 | 0.36 | 0.36 | 0.36 | 0.36 | 0.36 | 0.36 | 0.36 | 0.36 | 0.36 | 0.36 | 0.36 | 0.36 | 0.36 | 0.36 | 0.36 | 0.36 | 0.36 | 0.36 | 0.36 | 0.36 | 0.36 | 0.36 | 0.36 | 0.36 | 0.36 | 0.36 | 0.36 | 0.36 | 0.36 | 0.36 | 0.36
24 | 0.36 | 0.36 | 0.36 | 0.36 | 0.36 | 0.36 | 0.36 | 0.36 | 0.36 | 0.36 | 0.36 | 0.36 | 0.36 | 0.36 | 0.36 | 0.36 | 0.36 | 0.36 | 0.36 | 0.36 | 0.36 | 0.36 | 0.36 | 0.36 | 0.36 | 0.36 | 0.36 | 0.36 | 0.36 | 0.36 | 0.36 | 0.36 | 0.36 | 0.36 | 0.36 | 0.36
25 | 0.36 | 0.36 | 0.36 | 0.36 | 0.36 | 0.36 | 0.36 | 0.36 | 0.36 | 0.36 | 0.36 | 0.36 | 0.36 | 0.36 | 0.36 | 0.36 | 0.36 | 0.36 | 0.36 | 0.36 | 0.36 | 0.36 | 0.36 | 0.36 | 0.36 | 0.36 | 0.36 | 0.36 | 0.36 | 0.36 | 0.36 | 0.36 | 0.36 | 0.36 | 0.36 | 0.36
26 | 0.36 | 0.36 | 0.36 | 0.36 | 0.36 | 0.36 | 0.36 | 0.36 | 0.36 | 0.36 | 0.36 | 0.36 | 0.36 | 0.36 | 0.36 | 0.36 | 0.36 | 0.36 | 0.36 | 0.36 | 0.36 | 0.36 | 0.36 | 0.36 | 0.36 | 0.36 | 0.36 | 0.36 | 0.36 | 0.36 | 0.36 | 0.36 | 0.36 | 0.36 | 0.36 | 0.36
27 | 0.36 | 0.36 | 0.36 | 0.36 | 0.36 | 0.36 | 0.36 | 0.36 | 0.36 | 0.36 | 0.36 | 0.36 | 0.36 | 0.36 | 0.36 | 0.36 | 0.36 | 0.36 | 0.36 | 0.36 | 0.36 | 0.36 | 0.36 | 0.36 | 0.36 | 0.36 | 0.36 | 0.36 | 0.36 | 0.36 | 0.36 | 0.36 | 0.36 | 0.36 | 0.36 | 0.36
28 | 0.36 | 0.36 | 0.36 | 0.36 | 0.36 | 0.36 | 0.36 | 0.36 | 0.36 | 0.36 | 0.36 | 0.36 | 0.36 | 0.36 | 0.36 | 0.36 | 0.36 | 0.36 | 0.36 | 0.36 | 0.36 | 0.36 | 0.36 | 0.36 | 0.36 | 0.36 | 0.36 | 0.36 | 0.36 | 0.36 | 0.36 | 0.36 | 0.36 | 0.36 | 0.36 | 0.36
29 | 0.36 | 0.36 | 0.36 | 0.36 | 0.36 | 0.36 | 0.36 | 0.36 | 0.36 | 0.36 | 0.36 | 0.36 | 0.36 | 0.36 | 0.36 | 0.36 | 0.36 | 0.36 | 0.36 | 0.36 | 0.36 | 0.36 | 0.36 | 0.36 | 0.36 | 0.36 | 0.36 | 0.36 | 0.36 | 0.36 | 0.36 | 0.36 | 0.36 | 0.36 | 0.36 | 0.36
30 | 0.36 | 0.36 | 0.36 | 0.36 | 0.36 | 0.36 | 0.36 | 0.36 | 0.36 | 0.36 | 0.36 | 0.36 | 0.36 | 0.36 | 0.36 | 0.36 | 0.36 | 0.36 | 0.36 | 0.36 | 0.36 | 0.36 | 0.36 | 0.36 | 0.36 | 0.36 | 0.36 | 0.36 | 0.36 | 0.36 | 0.36 | 0.36 | 0.36 | 0.36 | 0.36 | 0.36
31 | 0.36 | 0.36 | 0.36 | 0.36 | 0.36 | 0.36 | 0.36 | 0.36 | 0.36 | 0.36 | 0.36 | 0.36 | 0.36 | 0.36 | 0.36 | 0.36 | 0.36 | 0.36 | 0.36 | 0.36 | 0.36 | 0.36 | 0.36 | 0.36 | 0.36 | 0.36 | 0.36 | 0.36 | 0.36 | 0.36 | 0.36 | 0.36 | 0.36 | 0.36 | 0.36 | 0.36
32 | 0.36 | 0.36 | 0.36 | 0.36 | 0.36 | 0.36 | 0.36 | 0.36 | 0.36 | 0.36 | 0.36 | 0.36 | 0.36 | 0.36 | 0.36 | 0.36 | 0.36 | 0.36 | 0.36 | 0.36 | 0.36 | 0.36 | 0.36 | 0.36 | 0.36 | 0.36 | 0.36 | 0.36 | 0.36 | 0.36 | 0.36 | 0.36 | 0.36 | 0.36 | 0.36 | 0.36
33 | 0.36 | 0.36 | 0.36 | 0.36 | 0.36 | 0.36 | 0.36 | 0.36 | 0.36 | 0.36 | 0.36 | 0.36 | 0.36 | 0.36 | 0.36 | 0.36 | 0.36 | 0.36 | 0.36 | 0.36 | 0.36 | 0.36 | 0.36 | 0.36 | 0.36 | 0.36 | 0.36 | 0.36 | 0.36 | 0.36 | 0.36 | 0.36 | 0.36 | 0.36 | 0.36 | 0.36
34 | 0.36 | 0.36 | 0.36 | 0.36 | 0.36 | 0.36 | 0.36 | 0.36 | 0.36 | 0.36 | 0.36 | 0.36 | 0.36 | 0.36 | 0.36 | 0.36 | 0.36 | 0.36 | 0.36 | 0.36 | 0.36 | 0.36 | 0.36 | 0.36 | 0.36 | 0.36 | 0.36 | 0.36 | 0.36 | 0.36 | 0.36 | 0.36 | 0.36 | 0.36 | 0.36 | 0.36
35 | 0.36 | 0.36 | 0.36 | 0.36 | 0.36 | 0.36 | 0.36 | 0.36 | 0.36 | 0.36 | 0.36 | 0.36 | 0.36 | 0.36 | 0.36 | 0.36 | 0.36 | 0.36 | 0.36 | 0.36 | 0.36 | 0.36 | 0.36 | 0.36 | 0.36 | 0.36 | 0.36 | 0.36 | 0.36 | 0.36 | 0.36 | 0.36 | 0.36 | 0.36 | 0.36 | 0.36
36 | 0.36 | 0.36 | 0.36 | 0.36 | 0.36 | 0.36 | 0.36 | 0.36 | 0.36 | 0.36 | 0.36 | 0.36 | 0.36 | 0.36 | 0.36 | 0.36 | 0.36 | 0.36 | 0.36 | 0.36 | 0.36 | 0.36 | 0.36 | 0.36 | 0.36 | 0.36 | 0.36 | 0.36 | 0.36 | 0.36 | 0.36 | 0.36 | 0.36 | 0.36 | 0.36 | 0.36
37 | 0.36 | 0.36 | 0.36 | 0.36 | 0.36 | 0.36 | 0.36 | 0.36 | 0.36 | 0.36 | 0.36 | 0.36 | 0.36 | 0.36 | 0.36 | 0.36 | 0.36 | 0.36 | 0.36 | 0.36 | 0.36 | 0.36 | 0.36 | 0.36 | 0.36 | 0.36 | 0.36 | 0.36 | 0.36 | 0.36 | 0.36 | 0.36 | 0.36 | 0.36 | 0.36 | 0.36
38 | 0.36 | 0.36 | 0.36 | 0.36 | 0.36 | 0.36 | 0.36 | 0.36 | 0.36 | 0.36 | 0.36 | 0.36 | 0.36 | 0.36 | 0.36 | 0.36 | 0.36 | 0.36 | 0.36 | 0.36 | 0.36 | 0.36 | 0.36 | 0.36 | 0.36 | 0.36 | 0.36 | 0.36 | 0.36 | 0.36 | 0.36 | 0.36 | 0.36 | 0.36 | 0.36 | 0.36
39 | 0.36 | 0.36 | 0.36 | 0.36 | 0.36 | 0.36 | 0.36 | 0.36 | 0.36 | 0.36 | 0.36 | 0.36 | 0.36 | 0.36 | 0.36 | 0.36 | 0.36 | 0.36 | 0.36 | 0.36 | 0.36 | 0.36 | 0.36 | 0.36 | 0.36 | 0.36 | 0.36 | 0.36 | 0.36 | 0.36 | 0.36 | 0.36 | 0.36 | 0.36 | 0.36 | 0.36
40 | 0.36 | 0.36 | 0.36 | 0.36 | 0.36 | 0.36 | 0.36 | 0.36 | 0.36 | 0.36 | 0.36 | 0.36 | 0.36 | 0.36 | 0.36 | 0.36 | 0.36 | 0.36 | 0.36 | 0.36 | 0.36 | 0.36 | 0.36 | 0.36 | 0.36 | 0.36 | 0.36 | 0.36 | 0.36 | 0.36 | 0.36 | 0.36 | 0.36 | 0.36 | 0.36 | 0.36
41 | 0.36 | 0.36 | 0.36 | 0.36 | 0.36 | 0.36 | 0.36 | 0.36 | 0.36 | 0.36 | 0.36 | 0.36 | 0.36 | 0.36 | 0.36 | 0.36 | 0.36 | 0.36 | 0.36 | 0.36 | 0.36 | 0.36 | 0.36 | 0.36 | 0.36 | 0.36 | 0.36 | 0.36 | 0.36 | 0.36 | 0.36 | 0.36 | 0.36 | 0.36 | 0.36 | 0.36
42 | 0.36 | 0.36 | 0.36 | 0.36 | 0.36 | 0.36 | 0.36 | 0.36 | 0.36 | 0.36 | 0.36 | 0.36 | 0.36 | 0.36 | 0.36 | 0.36 | 0.36 | 0.36 | 0.36 | 0.36 | 0.36 | 0.36 | 0.36 | 0.36 | 0.36 | 0.36 | 0.36 | 0.36 | 0.36 | 0.36 | 0.36 | 0.36 | 0.36 | 0.36 | 0.36 | 0.36
43 | 0.36 | 0.36 | 0.36 | 0.36 | 0.36 | 0.36 | 0.36 | 0.36 | 0.36 | 0.36 | 0.36 | 0.36 | 0.36 | 0.36 | 0.36 | 0.36 | 0.36 | 0.36 | 0.36 | 0.36 | 0.36 | 0.36 | 0.36 | 0.36 | 0.36 | 0.36 | 0.36 | 0.36 | 0.36 | 0.36 | 0.36 | 0.36 | 0.36 | 0.36 | 0.36 | 0.36
44 | 0.36 | 0.36 | 0.36 | 0.36 | 0.36 | 0.36 | 0.36 | 0.36 | 0.36 | 0.36 | 0.36 | 0.36 | 0.36 | 0.36 | 0.36 | 0.36 | 0.36 | 0.36 | 0.36 | 0.36 | 0.36 | 0.36 | 0.36 | 0.36 | 0.36 | 0.36 | 0.36 | 0.36 | 0.36 | 0.36 | 0.36 | 0.36 | 0.36 | 0.36 | 0.36 | 0.36
45 | 0.36 | 0.36 | 0.36 | 0.36 | 0.36 | 0.36 | 0.36 | 0.36 | 0.36 | 0.36 | 0.36 | 0.36 | 0.36 | 0.36 | 0.36 | 0.36 | 0.36 | 0.36 | 0.36 | 0.36 | 0.36 | 0.36 | 0.36 | 0.36 | 0.36 | 0.36 | 0.36 | 0.36 | 0.36 | 0.36 | 0.36 | 0.36 | 0.36 | 0.36 | 0.36 | 0.36
46 | 0.36 | 0.36 | 0.36 | 0.36 | 0.36 | 0.36 | 0.36 | 0.36 | 0.36 | 0.36 | 0.36 | 0.36 | 0.36 | 0.36 | 0.36 | 0.36 | 0.36 | 0.36 | 0.36 | 0.36 | 0.36 | 0.36 | 0.36 | 0.36 | 0.36 | 0.36 | 0.36 | 0.36 | 0.36 | 0.36 | 0.36 | 0.36 | 0.36 | 0.36 | 0.36 | 0.36
47 | 0.36 | 0.36 | 0.36 | 0.36 | 0.36 | 0.36 | 0.36 | 0.36 | 0.36 | 0.36 | 0.36 | 0.36 | 0.36 | 0.36 | 0.36 | 0.36 | 0.36 | 0.36 | 0.36 | 0.36 | 0.36 | 0.36 | 0.36 | 0.36 | 0.36 | 0.36 | 0.36 | 0.36 | 0.36 | 0.36 | 0.36 | 0.36 | 0.36 | 0.36 | 0.36 | 0.36
48 | 0.36 | 0.36 | 0.36 | 0.36 | 0.36 | 0.36 | 0.36 | 0.36 | 0.36 | 0.36 | 0.36 | 0.36 | 0.36 | 0.36 | 0.36 | 0.36 | 0.36 | 0.36 | 0.36 | 0.36 | 0.36 | 0.36 | 0.36 | 0.36 | 0.36 | 0.36 | 0.36 | 0.36 | 0.36 | 0.36 | 0.36 | 0.36 | 0.36 | 0.36 | 0.36 | 0.36
49 | 0.36 | 0.36 | 0.36 | 0.36 | 0.36 | 0.36 | 0.36 | 0.36 | 0.36 | 0.36 | 0.36 | 0.36 | 0.36 | 0.36 | 0.36 | 0.36 | 0.36 | 0.36 | 0.36 | 0.36 | 0.36 | 0.36 | 0.36 | 0.36 | 0.36 | 0.36 | 0.36 | 0.36 | 0.36 | 0.36 | 0.36 | 0.36 | 0.36 | 0.36 | 0.36 | 0.36
50 | 0.36 | 0.36 | 0.36 | 0.36 | 0.36 | 0.36 | 0.36 | 0.36 | 0.36 | 0.36 | 0.36 | 0.36 | 0.36 | 0.36 | 0.36 | 0.36 | 0.36 | 0.36 | 0.36 | 0.36 | 0.36 | 0.36 | 0.36 | 0.36 | 0.36 | 0.36 | 0.36 | 0.36 | 0.36 | 0.36 | 0.36 | 0.36 | 0.36 | 0.36 | 0.36 | 0.36
51 | 0.36 | 0.36 | 0.36 | 0.36 | 0.36 | 0.36 | 0.36 | 0.36 | 0.36 | 0.36 | 0.36 | 0.36 | 0.36 | 0.36 | 0.36 | 0.36 | 0.36 | 0.36 | 0.36 | 0.36 | 0.36 | 0.36 | 0.36 | 0.36 | 0.36 | 0.36 | 0.36 | 0.36 | 0.36 | 0.36 | 0.36 | 0.36 | 0.36 | 0.36 | 0.36 | 0.36
52 | 0.36 | 0.36 | 0.36 | 0.36 | 0.36 | 0.36 | 0.36 | 0.36 | 0.36 | 0.36 | 0.36 | 0.36 | 0.36 | 0.36 | 0.36 | 0.36 | 0.36 | 0.36 | 0.36 | 0.36 | 0.36 | 0.36 | 0.36 | 0.36 | 0.36 | 0.36 | 0.36 | 0.36 | 0.36 | 0.36 | 0.36 | 0.36 | 0.36 | 0.36 | 0.36 | 0.36
| ALPHYDMHO0 |  |  | 0.39
| 2020 | 2021 | 2022 | 2023 | 2024 | 2025 | 2026 | 2027 | 2028 | 2029 | 2030 | 2031 | 2032 | 2033 | 2034 | 2035 | 2036 | 2037 | 2038 | 2039 | 2040 | 2041 | 2042 | 2043 | 2044 | 2045 | 2046 | 2047 | 2048 | 2049 | 2050 | 2051 | 2052 | 2053 | 2054 | 2055:=
1 | 0.39 | 0.39 | 0.39 | 0.39 | 0.39 | 0.39 | 0.39 | 0.39 | 0.39 | 0.39 | 0.39 | 0.39 | 0.39 | 0.39 | 0.39 | 0.39 | 0.39 | 0.39 | 0.39 | 0.39 | 0.39 | 0.39 | 0.39 | 0.39 | 0.39 | 0.39 | 0.39 | 0.39 | 0.39 | 0.39 | 0.39 | 0.39 | 0.39 | 0.39 | 0.39 | 0.39
2 | 0.39 | 0.39 | 0.39 | 0.39 | 0.39 | 0.39 | 0.39 | 0.39 | 0.39 | 0.39 | 0.39 | 0.39 | 0.39 | 0.39 | 0.39 | 0.39 | 0.39 | 0.39 | 0.39 | 0.39 | 0.39 | 0.39 | 0.39 | 0.39 | 0.39 | 0.39 | 0.39 | 0.39 | 0.39 | 0.39 | 0.39 | 0.39 | 0.39 | 0.39 | 0.39 | 0.39
3 | 0.39 | 0.39 | 0.39 | 0.39 | 0.39 | 0.39 | 0.39 | 0.39 | 0.39 | 0.39 | 0.39 | 0.39 | 0.39 | 0.39 | 0.39 | 0.39 | 0.39 | 0.39 | 0.39 | 0.39 | 0.39 | 0.39 | 0.39 | 0.39 | 0.39 | 0.39 | 0.39 | 0.39 | 0.39 | 0.39 | 0.39 | 0.39 | 0.39 | 0.39 | 0.39 | 0.39
4 | 0.39 | 0.39 | 0.39 | 0.39 | 0.39 | 0.39 | 0.39 | 0.39 | 0.39 | 0.39 | 0.39 | 0.39 | 0.39 | 0.39 | 0.39 | 0.39 | 0.39 | 0.39 | 0.39 | 0.39 | 0.39 | 0.39 | 0.39 | 0.39 | 0.39 | 0.39 | 0.39 | 0.39 | 0.39 | 0.39 | 0.39 | 0.39 | 0.39 | 0.39 | 0.39 | 0.39
5 | 0.39 | 0.39 | 0.39 | 0.39 | 0.39 | 0.39 | 0.39 | 0.39 | 0.39 | 0.39 | 0.39 | 0.39 | 0.39 | 0.39 | 0.39 | 0.39 | 0.39 | 0.39 | 0.39 | 0.39 | 0.39 | 0.39 | 0.39 | 0.39 | 0.39 | 0.39 | 0.39 | 0.39 | 0.39 | 0.39 | 0.39 | 0.39 | 0.39 | 0.39 | 0.39 | 0.39
6 | 0.39 | 0.39 | 0.39 | 0.39 | 0.39 | 0.39 | 0.39 | 0.39 | 0.39 | 0.39 | 0.39 | 0.39 | 0.39 | 0.39 | 0.39 | 0.39 | 0.39 | 0.39 | 0.39 | 0.39 | 0.39 | 0.39 | 0.39 | 0.39 | 0.39 | 0.39 | 0.39 | 0.39 | 0.39 | 0.39 | 0.39 | 0.39 | 0.39 | 0.39 | 0.39 | 0.39
7 | 0.39 | 0.39 | 0.39 | 0.39 | 0.39 | 0.39 | 0.39 | 0.39 | 0.39 | 0.39 | 0.39 | 0.39 | 0.39 | 0.39 | 0.39 | 0.39 | 0.39 | 0.39 | 0.39 | 0.39 | 0.39 | 0.39 | 0.39 | 0.39 | 0.39 | 0.39 | 0.39 | 0.39 | 0.39 | 0.39 | 0.39 | 0.39 | 0.39 | 0.39 | 0.39 | 0.39
8 | 0.39 | 0.39 | 0.39 | 0.39 | 0.39 | 0.39 | 0.39 | 0.39 | 0.39 | 0.39 | 0.39 | 0.39 | 0.39 | 0.39 | 0.39 | 0.39 | 0.39 | 0.39 | 0.39 | 0.39 | 0.39 | 0.39 | 0.39 | 0.39 | 0.39 | 0.39 | 0.39 | 0.39 | 0.39 | 0.39 | 0.39 | 0.39 | 0.39 | 0.39 | 0.39 | 0.39
9 | 0.39 | 0.39 | 0.39 | 0.39 | 0.39 | 0.39 | 0.39 | 0.39 | 0.39 | 0.39 | 0.39 | 0.39 | 0.39 | 0.39 | 0.39 | 0.39 | 0.39 | 0.39 | 0.39 | 0.39 | 0.39 | 0.39 | 0.39 | 0.39 | 0.39 | 0.39 | 0.39 | 0.39 | 0.39 | 0.39 | 0.39 | 0.39 | 0.39 | 0.39 | 0.39 | 0.39
10 | 0.39 | 0.39 | 0.39 | 0.39 | 0.39 | 0.39 | 0.39 | 0.39 | 0.39 | 0.39 | 0.39 | 0.39 | 0.39 | 0.39 | 0.39 | 0.39 | 0.39 | 0.39 | 0.39 | 0.39 | 0.39 | 0.39 | 0.39 | 0.39 | 0.39 | 0.39 | 0.39 | 0.39 | 0.39 | 0.39 | 0.39 | 0.39 | 0.39 | 0.39 | 0.39 | 0.39
11 | 0.39 | 0.39 | 0.39 | 0.39 | 0.39 | 0.39 | 0.39 | 0.39 | 0.39 | 0.39 | 0.39 | 0.39 | 0.39 | 0.39 | 0.39 | 0.39 | 0.39 | 0.39 | 0.39 | 0.39 | 0.39 | 0.39 | 0.39 | 0.39 | 0.39 | 0.39 | 0.39 | 0.39 | 0.39 | 0.39 | 0.39 | 0.39 | 0.39 | 0.39 | 0.39 | 0.39
12 | 0.39 | 0.39 | 0.39 | 0.39 | 0.39 | 0.39 | 0.39 | 0.39 | 0.39 | 0.39 | 0.39 | 0.39 | 0.39 | 0.39 | 0.39 | 0.39 | 0.39 | 0.39 | 0.39 | 0.39 | 0.39 | 0.39 | 0.39 | 0.39 | 0.39 | 0.39 | 0.39 | 0.39 | 0.39 | 0.39 | 0.39 | 0.39 | 0.39 | 0.39 | 0.39 | 0.39
13 | 0.39 | 0.39 | 0.39 | 0.39 | 0.39 | 0.39 | 0.39 | 0.39 | 0.39 | 0.39 | 0.39 | 0.39 | 0.39 | 0.39 | 0.39 | 0.39 | 0.39 | 0.39 | 0.39 | 0.39 | 0.39 | 0.39 | 0.39 | 0.39 | 0.39 | 0.39 | 0.39 | 0.39 | 0.39 | 0.39 | 0.39 | 0.39 | 0.39 | 0.39 | 0.39 | 0.39
14 | 0.39 | 0.39 | 0.39 | 0.39 | 0.39 | 0.39 | 0.39 | 0.39 | 0.39 | 0.39 | 0.39 | 0.39 | 0.39 | 0.39 | 0.39 | 0.39 | 0.39 | 0.39 | 0.39 | 0.39 | 0.39 | 0.39 | 0.39 | 0.39 | 0.39 | 0.39 | 0.39 | 0.39 | 0.39 | 0.39 | 0.39 | 0.39 | 0.39 | 0.39 | 0.39 | 0.39
15 | 0.39 | 0.39 | 0.39 | 0.39 | 0.39 | 0.39 | 0.39 | 0.39 | 0.39 | 0.39 | 0.39 | 0.39 | 0.39 | 0.39 | 0.39 | 0.39 | 0.39 | 0.39 | 0.39 | 0.39 | 0.39 | 0.39 | 0.39 | 0.39 | 0.39 | 0.39 | 0.39 | 0.39 | 0.39 | 0.39 | 0.39 | 0.39 | 0.39 | 0.39 | 0.39 | 0.39
16 | 0.39 | 0.39 | 0.39 | 0.39 | 0.39 | 0.39 | 0.39 | 0.39 | 0.39 | 0.39 | 0.39 | 0.39 | 0.39 | 0.39 | 0.39 | 0.39 | 0.39 | 0.39 | 0.39 | 0.39 | 0.39 | 0.39 | 0.39 | 0.39 | 0.39 | 0.39 | 0.39 | 0.39 | 0.39 | 0.39 | 0.39 | 0.39 | 0.39 | 0.39 | 0.39 | 0.39
17 | 0.39 | 0.39 | 0.39 | 0.39 | 0.39 | 0.39 | 0.39 | 0.39 | 0.39 | 0.39 | 0.39 | 0.39 | 0.39 | 0.39 | 0.39 | 0.39 | 0.39 | 0.39 | 0.39 | 0.39 | 0.39 | 0.39 | 0.39 | 0.39 | 0.39 | 0.39 | 0.39 | 0.39 | 0.39 | 0.39 | 0.39 | 0.39 | 0.39 | 0.39 | 0.39 | 0.39
18 | 0.39 | 0.39 | 0.39 | 0.39 | 0.39 | 0.39 | 0.39 | 0.39 | 0.39 | 0.39 | 0.39 | 0.39 | 0.39 | 0.39 | 0.39 | 0.39 | 0.39 | 0.39 | 0.39 | 0.39 | 0.39 | 0.39 | 0.39 | 0.39 | 0.39 | 0.39 | 0.39 | 0.39 | 0.39 | 0.39 | 0.39 | 0.39 | 0.39 | 0.39 | 0.39 | 0.39
19 | 0.39 | 0.39 | 0.39 | 0.39 | 0.39 | 0.39 | 0.39 | 0.39 | 0.39 | 0.39 | 0.39 | 0.39 | 0.39 | 0.39 | 0.39 | 0.39 | 0.39 | 0.39 | 0.39 | 0.39 | 0.39 | 0.39 | 0.39 | 0.39 | 0.39 | 0.39 | 0.39 | 0.39 | 0.39 | 0.39 | 0.39 | 0.39 | 0.39 | 0.39 | 0.39 | 0.39
20 | 0.39 | 0.39 | 0.39 | 0.39 | 0.39 | 0.39 | 0.39 | 0.39 | 0.39 | 0.39 | 0.39 | 0.39 | 0.39 | 0.39 | 0.39 | 0.39 | 0.39 | 0.39 | 0.39 | 0.39 | 0.39 | 0.39 | 0.39 | 0.39 | 0.39 | 0.39 | 0.39 | 0.39 | 0.39 | 0.39 | 0.39 | 0.39 | 0.39 | 0.39 | 0.39 | 0.39
21 | 0.39 | 0.39 | 0.39 | 0.39 | 0.39 | 0.39 | 0.39 | 0.39 | 0.39 | 0.39 | 0.39 | 0.39 | 0.39 | 0.39 | 0.39 | 0.39 | 0.39 | 0.39 | 0.39 | 0.39 | 0.39 | 0.39 | 0.39 | 0.39 | 0.39 | 0.39 | 0.39 | 0.39 | 0.39 | 0.39 | 0.39 | 0.39 | 0.39 | 0.39 | 0.39 | 0.39
22 | 0.39 | 0.39 | 0.39 | 0.39 | 0.39 | 0.39 | 0.39 | 0.39 | 0.39 | 0.39 | 0.39 | 0.39 | 0.39 | 0.39 | 0.39 | 0.39 | 0.39 | 0.39 | 0.39 | 0.39 | 0.39 | 0.39 | 0.39 | 0.39 | 0.39 | 0.39 | 0.39 | 0.39 | 0.39 | 0.39 | 0.39 | 0.39 | 0.39 | 0.39 | 0.39 | 0.39
23 | 0.39 | 0.39 | 0.39 | 0.39 | 0.39 | 0.39 | 0.39 | 0.39 | 0.39 | 0.39 | 0.39 | 0.39 | 0.39 | 0.39 | 0.39 | 0.39 | 0.39 | 0.39 | 0.39 | 0.39 | 0.39 | 0.39 | 0.39 | 0.39 | 0.39 | 0.39 | 0.39 | 0.39 | 0.39 | 0.39 | 0.39 | 0.39 | 0.39 | 0.39 | 0.39 | 0.39
24 | 0.39 | 0.39 | 0.39 | 0.39 | 0.39 | 0.39 | 0.39 | 0.39 | 0.39 | 0.39 | 0.39 | 0.39 | 0.39 | 0.39 | 0.39 | 0.39 | 0.39 | 0.39 | 0.39 | 0.39 | 0.39 | 0.39 | 0.39 | 0.39 | 0.39 | 0.39 | 0.39 | 0.39 | 0.39 | 0.39 | 0.39 | 0.39 | 0.39 | 0.39 | 0.39 | 0.39
25 | 0.39 | 0.39 | 0.39 | 0.39 | 0.39 | 0.39 | 0.39 | 0.39 | 0.39 | 0.39 | 0.39 | 0.39 | 0.39 | 0.39 | 0.39 | 0.39 | 0.39 | 0.39 | 0.39 | 0.39 | 0.39 | 0.39 | 0.39 | 0.39 | 0.39 | 0.39 | 0.39 | 0.39 | 0.39 | 0.39 | 0.39 | 0.39 | 0.39 | 0.39 | 0.39 | 0.39
26 | 0.39 | 0.39 | 0.39 | 0.39 | 0.39 | 0.39 | 0.39 | 0.39 | 0.39 | 0.39 | 0.39 | 0.39 | 0.39 | 0.39 | 0.39 | 0.39 | 0.39 | 0.39 | 0.39 | 0.39 | 0.39 | 0.39 | 0.39 | 0.39 | 0.39 | 0.39 | 0.39 | 0.39 | 0.39 | 0.39 | 0.39 | 0.39 | 0.39 | 0.39 | 0.39 | 0.39
27 | 0.39 | 0.39 | 0.39 | 0.39 | 0.39 | 0.39 | 0.39 | 0.39 | 0.39 | 0.39 | 0.39 | 0.39 | 0.39 | 0.39 | 0.39 | 0.39 | 0.39 | 0.39 | 0.39 | 0.39 | 0.39 | 0.39 | 0.39 | 0.39 | 0.39 | 0.39 | 0.39 | 0.39 | 0.39 | 0.39 | 0.39 | 0.39 | 0.39 | 0.39 | 0.39 | 0.39
28 | 0.39 | 0.39 | 0.39 | 0.39 | 0.39 | 0.39 | 0.39 | 0.39 | 0.39 | 0.39 | 0.39 | 0.39 | 0.39 | 0.39 | 0.39 | 0.39 | 0.39 | 0.39 | 0.39 | 0.39 | 0.39 | 0.39 | 0.39 | 0.39 | 0.39 | 0.39 | 0.39 | 0.39 | 0.39 | 0.39 | 0.39 | 0.39 | 0.39 | 0.39 | 0.39 | 0.39
29 | 0.39 | 0.39 | 0.39 | 0.39 | 0.39 | 0.39 | 0.39 | 0.39 | 0.39 | 0.39 | 0.39 | 0.39 | 0.39 | 0.39 | 0.39 | 0.39 | 0.39 | 0.39 | 0.39 | 0.39 | 0.39 | 0.39 | 0.39 | 0.39 | 0.39 | 0.39 | 0.39 | 0.39 | 0.39 | 0.39 | 0.39 | 0.39 | 0.39 | 0.39 | 0.39 | 0.39
30 | 0.39 | 0.39 | 0.39 | 0.39 | 0.39 | 0.39 | 0.39 | 0.39 | 0.39 | 0.39 | 0.39 | 0.39 | 0.39 | 0.39 | 0.39 | 0.39 | 0.39 | 0.39 | 0.39 | 0.39 | 0.39 | 0.39 | 0.39 | 0.39 | 0.39 | 0.39 | 0.39 | 0.39 | 0.39 | 0.39 | 0.39 | 0.39 | 0.39 | 0.39 | 0.39 | 0.39
31 | 0.39 | 0.39 | 0.39 | 0.39 | 0.39 | 0.39 | 0.39 | 0.39 | 0.39 | 0.39 | 0.39 | 0.39 | 0.39 | 0.39 | 0.39 | 0.39 | 0.39 | 0.39 | 0.39 | 0.39 | 0.39 | 0.39 | 0.39 | 0.39 | 0.39 | 0.39 | 0.39 | 0.39 | 0.39 | 0.39 | 0.39 | 0.39 | 0.39 | 0.39 | 0.39 | 0.39
32 | 0.39 | 0.39 | 0.39 | 0.39 | 0.39 | 0.39 | 0.39 | 0.39 | 0.39 | 0.39 | 0.39 | 0.39 | 0.39 | 0.39 | 0.39 | 0.39 | 0.39 | 0.39 | 0.39 | 0.39 | 0.39 | 0.39 | 0.39 | 0.39 | 0.39 | 0.39 | 0.39 | 0.39 | 0.39 | 0.39 | 0.39 | 0.39 | 0.39 | 0.39 | 0.39 | 0.39
33 | 0.39 | 0.39 | 0.39 | 0.39 | 0.39 | 0.39 | 0.39 | 0.39 | 0.39 | 0.39 | 0.39 | 0.39 | 0.39 | 0.39 | 0.39 | 0.39 | 0.39 | 0.39 | 0.39 | 0.39 | 0.39 | 0.39 | 0.39 | 0.39 | 0.39 | 0.39 | 0.39 | 0.39 | 0.39 | 0.39 | 0.39 | 0.39 | 0.39 | 0.39 | 0.39 | 0.39
34 | 0.39 | 0.39 | 0.39 | 0.39 | 0.39 | 0.39 | 0.39 | 0.39 | 0.39 | 0.39 | 0.39 | 0.39 | 0.39 | 0.39 | 0.39 | 0.39 | 0.39 | 0.39 | 0.39 | 0.39 | 0.39 | 0.39 | 0.39 | 0.39 | 0.39 | 0.39 | 0.39 | 0.39 | 0.39 | 0.39 | 0.39 | 0.39 | 0.39 | 0.39 | 0.39 | 0.39
35 | 0.39 | 0.39 | 0.39 | 0.39 | 0.39 | 0.39 | 0.39 | 0.39 | 0.39 | 0.39 | 0.39 | 0.39 | 0.39 | 0.39 | 0.39 | 0.39 | 0.39 | 0.39 | 0.39 | 0.39 | 0.39 | 0.39 | 0.39 | 0.39 | 0.39 | 0.39 | 0.39 | 0.39 | 0.39 | 0.39 | 0.39 | 0.39 | 0.39 | 0.39 | 0.39 | 0.39
36 | 0.39 | 0.39 | 0.39 | 0.39 | 0.39 | 0.39 | 0.39 | 0.39 | 0.39 | 0.39 | 0.39 | 0.39 | 0.39 | 0.39 | 0.39 | 0.39 | 0.39 | 0.39 | 0.39 | 0.39 | 0.39 | 0.39 | 0.39 | 0.39 | 0.39 | 0.39 | 0.39 | 0.39 | 0.39 | 0.39 | 0.39 | 0.39 | 0.39 | 0.39 | 0.39 | 0.39
37 | 0.39 | 0.39 | 0.39 | 0.39 | 0.39 | 0.39 | 0.39 | 0.39 | 0.39 | 0.39 | 0.39 | 0.39 | 0.39 | 0.39 | 0.39 | 0.39 | 0.39 | 0.39 | 0.39 | 0.39 | 0.39 | 0.39 | 0.39 | 0.39 | 0.39 | 0.39 | 0.39 | 0.39 | 0.39 | 0.39 | 0.39 | 0.39 | 0.39 | 0.39 | 0.39 | 0.39
38 | 0.39 | 0.39 | 0.39 | 0.39 | 0.39 | 0.39 | 0.39 | 0.39 | 0.39 | 0.39 | 0.39 | 0.39 | 0.39 | 0.39 | 0.39 | 0.39 | 0.39 | 0.39 | 0.39 | 0.39 | 0.39 | 0.39 | 0.39 | 0.39 | 0.39 | 0.39 | 0.39 | 0.39 | 0.39 | 0.39 | 0.39 | 0.39 | 0.39 | 0.39 | 0.39 | 0.39
39 | 0.39 | 0.39 | 0.39 | 0.39 | 0.39 | 0.39 | 0.39 | 0.39 | 0.39 | 0.39 | 0.39 | 0.39 | 0.39 | 0.39 | 0.39 | 0.39 | 0.39 | 0.39 | 0.39 | 0.39 | 0.39 | 0.39 | 0.39 | 0.39 | 0.39 | 0.39 | 0.39 | 0.39 | 0.39 | 0.39 | 0.39 | 0.39 | 0.39 | 0.39 | 0.39 | 0.39
40 | 0.39 | 0.39 | 0.39 | 0.39 | 0.39 | 0.39 | 0.39 | 0.39 | 0.39 | 0.39 | 0.39 | 0.39 | 0.39 | 0.39 | 0.39 | 0.39 | 0.39 | 0.39 | 0.39 | 0.39 | 0.39 | 0.39 | 0.39 | 0.39 | 0.39 | 0.39 | 0.39 | 0.39 | 0.39 | 0.39 | 0.39 | 0.39 | 0.39 | 0.39 | 0.39 | 0.39
41 | 0.39 | 0.39 | 0.39 | 0.39 | 0.39 | 0.39 | 0.39 | 0.39 | 0.39 | 0.39 | 0.39 | 0.39 | 0.39 | 0.39 | 0.39 | 0.39 | 0.39 | 0.39 | 0.39 | 0.39 | 0.39 | 0.39 | 0.39 | 0.39 | 0.39 | 0.39 | 0.39 | 0.39 | 0.39 | 0.39 | 0.39 | 0.39 | 0.39 | 0.39 | 0.39 | 0.39
42 | 0.39 | 0.39 | 0.39 | 0.39 | 0.39 | 0.39 | 0.39 | 0.39 | 0.39 | 0.39 | 0.39 | 0.39 | 0.39 | 0.39 | 0.39 | 0.39 | 0.39 | 0.39 | 0.39 | 0.39 | 0.39 | 0.39 | 0.39 | 0.39 | 0.39 | 0.39 | 0.39 | 0.39 | 0.39 | 0.39 | 0.39 | 0.39 | 0.39 | 0.39 | 0.39 | 0.39
43 | 0.39 | 0.39 | 0.39 | 0.39 | 0.39 | 0.39 | 0.39 | 0.39 | 0.39 | 0.39 | 0.39 | 0.39 | 0.39 | 0.39 | 0.39 | 0.39 | 0.39 | 0.39 | 0.39 | 0.39 | 0.39 | 0.39 | 0.39 | 0.39 | 0.39 | 0.39 | 0.39 | 0.39 | 0.39 | 0.39 | 0.39 | 0.39 | 0.39 | 0.39 | 0.39 | 0.39
44 | 0.39 | 0.39 | 0.39 | 0.39 | 0.39 | 0.39 | 0.39 | 0.39 | 0.39 | 0.39 | 0.39 | 0.39 | 0.39 | 0.39 | 0.39 | 0.39 | 0.39 | 0.39 | 0.39 | 0.39 | 0.39 | 0.39 | 0.39 | 0.39 | 0.39 | 0.39 | 0.39 | 0.39 | 0.39 | 0.39 | 0.39 | 0.39 | 0.39 | 0.39 | 0.39 | 0.39
45 | 0.39 | 0.39 | 0.39 | 0.39 | 0.39 | 0.39 | 0.39 | 0.39 | 0.39 | 0.39 | 0.39 | 0.39 | 0.39 | 0.39 | 0.39 | 0.39 | 0.39 | 0.39 | 0.39 | 0.39 | 0.39 | 0.39 | 0.39 | 0.39 | 0.39 | 0.39 | 0.39 | 0.39 | 0.39 | 0.39 | 0.39 | 0.39 | 0.39 | 0.39 | 0.39 | 0.39
46 | 0.39 | 0.39 | 0.39 | 0.39 | 0.39 | 0.39 | 0.39 | 0.39 | 0.39 | 0.39 | 0.39 | 0.39 | 0.39 | 0.39 | 0.39 | 0.39 | 0.39 | 0.39 | 0.39 | 0.39 | 0.39 | 0.39 | 0.39 | 0.39 | 0.39 | 0.39 | 0.39 | 0.39 | 0.39 | 0.39 | 0.39 | 0.39 | 0.39 | 0.39 | 0.39 | 0.39
47 | 0.39 | 0.39 | 0.39 | 0.39 | 0.39 | 0.39 | 0.39 | 0.39 | 0.39 | 0.39 | 0.39 | 0.39 | 0.39 | 0.39 | 0.39 | 0.39 | 0.39 | 0.39 | 0.39 | 0.39 | 0.39 | 0.39 | 0.39 | 0.39 | 0.39 | 0.39 | 0.39 | 0.39 | 0.39 | 0.39 | 0.39 | 0.39 | 0.39 | 0.39 | 0.39 | 0.39
48 | 0.39 | 0.39 | 0.39 | 0.39 | 0.39 | 0.39 | 0.39 | 0.39 | 0.39 | 0.39 | 0.39 | 0.39 | 0.39 | 0.39 | 0.39 | 0.39 | 0.39 | 0.39 | 0.39 | 0.39 | 0.39 | 0.39 | 0.39 | 0.39 | 0.39 | 0.39 | 0.39 | 0.39 | 0.39 | 0.39 | 0.39 | 0.39 | 0.39 | 0.39 | 0.39 | 0.39
49 | 0.39 | 0.39 | 0.39 | 0.39 | 0.39 | 0.39 | 0.39 | 0.39 | 0.39 | 0.39 | 0.39 | 0.39 | 0.39 | 0.39 | 0.39 | 0.39 | 0.39 | 0.39 | 0.39 | 0.39 | 0.39 | 0.39 | 0.39 | 0.39 | 0.39 | 0.39 | 0.39 | 0.39 | 0.39 | 0.39 | 0.39 | 0.39 | 0.39 | 0.39 | 0.39 | 0.39
50 | 0.39 | 0.39 | 0.39 | 0.39 | 0.39 | 0.39 | 0.39 | 0.39 | 0.39 | 0.39 | 0.39 | 0.39 | 0.39 | 0.39 | 0.39 | 0.39 | 0.39 | 0.39 | 0.39 | 0.39 | 0.39 | 0.39 | 0.39 | 0.39 | 0.39 | 0.39 | 0.39 | 0.39 | 0.39 | 0.39 | 0.39 | 0.39 | 0.39 | 0.39 | 0.39 | 0.39
51 | 0.39 | 0.39 | 0.39 | 0.39 | 0.39 | 0.39 | 0.39 | 0.39 | 0.39 | 0.39 | 0.39 | 0.39 | 0.39 | 0.39 | 0.39 | 0.39 | 0.39 | 0.39 | 0.39 | 0.39 | 0.39 | 0.39 | 0.39 | 0.39 | 0.39 | 0.39 | 0.39 | 0.39 | 0.39 | 0.39 | 0.39 | 0.39 | 0.39 | 0.39 | 0.39 | 0.39
52 | 0.39 | 0.39 | 0.39 | 0.39 | 0.39 | 0.39 | 0.39 | 0.39 | 0.39 | 0.39 | 0.39 | 0.39 | 0.39 | 0.39 | 0.39 | 0.39 | 0.39 | 0.39 | 0.39 | 0.39 | 0.39 | 0.39 | 0.39 | 0.39 | 0.39 | 0.39 | 0.39 | 0.39 | 0.39 | 0.39 | 0.39 | 0.39 | 0.39 | 0.39 | 0.39 | 0.39
| ALPHYRRHI0 |  |  | 0.29
| 2020 | 2021 | 2022 | 2023 | 2024 | 2025 | 2026 | 2027 | 2028 | 2029 | 2030 | 2031 | 2032 | 2033 | 2034 | 2035 | 2036 | 2037 | 2038 | 2039 | 2040 | 2041 | 2042 | 2043 | 2044 | 2045 | 2046 | 2047 | 2048 | 2049 | 2050 | 2051 | 2052 | 2053 | 2054 | 2055:=
1 | 0.29 | 0.29 | 0.29 | 0.29 | 0.29 | 0.29 | 0.29 | 0.29 | 0.29 | 0.29 | 0.29 | 0.29 | 0.29 | 0.29 | 0.29 | 0.29 | 0.29 | 0.29 | 0.29 | 0.29 | 0.29 | 0.29 | 0.29 | 0.29 | 0.29 | 0.29 | 0.29 | 0.29 | 0.29 | 0.29 | 0.29 | 0.29 | 0.29 | 0.29 | 0.29 | 0.29
2 | 0.29 | 0.29 | 0.29 | 0.29 | 0.29 | 0.29 | 0.29 | 0.29 | 0.29 | 0.29 | 0.29 | 0.29 | 0.29 | 0.29 | 0.29 | 0.29 | 0.29 | 0.29 | 0.29 | 0.29 | 0.29 | 0.29 | 0.29 | 0.29 | 0.29 | 0.29 | 0.29 | 0.29 | 0.29 | 0.29 | 0.29 | 0.29 | 0.29 | 0.29 | 0.29 | 0.29
3 | 0.29 | 0.29 | 0.29 | 0.29 | 0.29 | 0.29 | 0.29 | 0.29 | 0.29 | 0.29 | 0.29 | 0.29 | 0.29 | 0.29 | 0.29 | 0.29 | 0.29 | 0.29 | 0.29 | 0.29 | 0.29 | 0.29 | 0.29 | 0.29 | 0.29 | 0.29 | 0.29 | 0.29 | 0.29 | 0.29 | 0.29 | 0.29 | 0.29 | 0.29 | 0.29 | 0.29
4 | 0.29 | 0.29 | 0.29 | 0.29 | 0.29 | 0.29 | 0.29 | 0.29 | 0.29 | 0.29 | 0.29 | 0.29 | 0.29 | 0.29 | 0.29 | 0.29 | 0.29 | 0.29 | 0.29 | 0.29 | 0.29 | 0.29 | 0.29 | 0.29 | 0.29 | 0.29 | 0.29 | 0.29 | 0.29 | 0.29 | 0.29 | 0.29 | 0.29 | 0.29 | 0.29 | 0.29
5 | 0.29 | 0.29 | 0.29 | 0.29 | 0.29 | 0.29 | 0.29 | 0.29 | 0.29 | 0.29 | 0.29 | 0.29 | 0.29 | 0.29 | 0.29 | 0.29 | 0.29 | 0.29 | 0.29 | 0.29 | 0.29 | 0.29 | 0.29 | 0.29 | 0.29 | 0.29 | 0.29 | 0.29 | 0.29 | 0.29 | 0.29 | 0.29 | 0.29 | 0.29 | 0.29 | 0.29
6 | 0.29 | 0.29 | 0.29 | 0.29 | 0.29 | 0.29 | 0.29 | 0.29 | 0.29 | 0.29 | 0.29 | 0.29 | 0.29 | 0.29 | 0.29 | 0.29 | 0.29 | 0.29 | 0.29 | 0.29 | 0.29 | 0.29 | 0.29 | 0.29 | 0.29 | 0.29 | 0.29 | 0.29 | 0.29 | 0.29 | 0.29 | 0.29 | 0.29 | 0.29 | 0.29 | 0.29
7 | 0.29 | 0.29 | 0.29 | 0.29 | 0.29 | 0.29 | 0.29 | 0.29 | 0.29 | 0.29 | 0.29 | 0.29 | 0.29 | 0.29 | 0.29 | 0.29 | 0.29 | 0.29 | 0.29 | 0.29 | 0.29 | 0.29 | 0.29 | 0.29 | 0.29 | 0.29 | 0.29 | 0.29 | 0.29 | 0.29 | 0.29 | 0.29 | 0.29 | 0.29 | 0.29 | 0.29
8 | 0.29 | 0.29 | 0.29 | 0.29 | 0.29 | 0.29 | 0.29 | 0.29 | 0.29 | 0.29 | 0.29 | 0.29 | 0.29 | 0.29 | 0.29 | 0.29 | 0.29 | 0.29 | 0.29 | 0.29 | 0.29 | 0.29 | 0.29 | 0.29 | 0.29 | 0.29 | 0.29 | 0.29 | 0.29 | 0.29 | 0.29 | 0.29 | 0.29 | 0.29 | 0.29 | 0.29
9 | 0.29 | 0.29 | 0.29 | 0.29 | 0.29 | 0.29 | 0.29 | 0.29 | 0.29 | 0.29 | 0.29 | 0.29 | 0.29 | 0.29 | 0.29 | 0.29 | 0.29 | 0.29 | 0.29 | 0.29 | 0.29 | 0.29 | 0.29 | 0.29 | 0.29 | 0.29 | 0.29 | 0.29 | 0.29 | 0.29 | 0.29 | 0.29 | 0.29 | 0.29 | 0.29 | 0.29
10 | 0.29 | 0.29 | 0.29 | 0.29 | 0.29 | 0.29 | 0.29 | 0.29 | 0.29 | 0.29 | 0.29 | 0.29 | 0.29 | 0.29 | 0.29 | 0.29 | 0.29 | 0.29 | 0.29 | 0.29 | 0.29 | 0.29 | 0.29 | 0.29 | 0.29 | 0.29 | 0.29 | 0.29 | 0.29 | 0.29 | 0.29 | 0.29 | 0.29 | 0.29 | 0.29 | 0.29
11 | 0.29 | 0.29 | 0.29 | 0.29 | 0.29 | 0.29 | 0.29 | 0.29 | 0.29 | 0.29 | 0.29 | 0.29 | 0.29 | 0.29 | 0.29 | 0.29 | 0.29 | 0.29 | 0.29 | 0.29 | 0.29 | 0.29 | 0.29 | 0.29 | 0.29 | 0.29 | 0.29 | 0.29 | 0.29 | 0.29 | 0.29 | 0.29 | 0.29 | 0.29 | 0.29 | 0.29
12 | 0.29 | 0.29 | 0.29 | 0.29 | 0.29 | 0.29 | 0.29 | 0.29 | 0.29 | 0.29 | 0.29 | 0.29 | 0.29 | 0.29 | 0.29 | 0.29 | 0.29 | 0.29 | 0.29 | 0.29 | 0.29 | 0.29 | 0.29 | 0.29 | 0.29 | 0.29 | 0.29 | 0.29 | 0.29 | 0.29 | 0.29 | 0.29 | 0.29 | 0.29 | 0.29 | 0.29
13 | 0.29 | 0.29 | 0.29 | 0.29 | 0.29 | 0.29 | 0.29 | 0.29 | 0.29 | 0.29 | 0.29 | 0.29 | 0.29 | 0.29 | 0.29 | 0.29 | 0.29 | 0.29 | 0.29 | 0.29 | 0.29 | 0.29 | 0.29 | 0.29 | 0.29 | 0.29 | 0.29 | 0.29 | 0.29 | 0.29 | 0.29 | 0.29 | 0.29 | 0.29 | 0.29 | 0.29
14 | 0.29 | 0.29 | 0.29 | 0.29 | 0.29 | 0.29 | 0.29 | 0.29 | 0.29 | 0.29 | 0.29 | 0.29 | 0.29 | 0.29 | 0.29 | 0.29 | 0.29 | 0.29 | 0.29 | 0.29 | 0.29 | 0.29 | 0.29 | 0.29 | 0.29 | 0.29 | 0.29 | 0.29 | 0.29 | 0.29 | 0.29 | 0.29 | 0.29 | 0.29 | 0.29 | 0.29
15 | 0.29 | 0.29 | 0.29 | 0.29 | 0.29 | 0.29 | 0.29 | 0.29 | 0.29 | 0.29 | 0.29 | 0.29 | 0.29 | 0.29 | 0.29 | 0.29 | 0.29 | 0.29 | 0.29 | 0.29 | 0.29 | 0.29 | 0.29 | 0.29 | 0.29 | 0.29 | 0.29 | 0.29 | 0.29 | 0.29 | 0.29 | 0.29 | 0.29 | 0.29 | 0.29 | 0.29
16 | 0.29 | 0.29 | 0.29 | 0.29 | 0.29 | 0.29 | 0.29 | 0.29 | 0.29 | 0.29 | 0.29 | 0.29 | 0.29 | 0.29 | 0.29 | 0.29 | 0.29 | 0.29 | 0.29 | 0.29 | 0.29 | 0.29 | 0.29 | 0.29 | 0.29 | 0.29 | 0.29 | 0.29 | 0.29 | 0.29 | 0.29 | 0.29 | 0.29 | 0.29 | 0.29 | 0.29
17 | 0.29 | 0.29 | 0.29 | 0.29 | 0.29 | 0.29 | 0.29 | 0.29 | 0.29 | 0.29 | 0.29 | 0.29 | 0.29 | 0.29 | 0.29 | 0.29 | 0.29 | 0.29 | 0.29 | 0.29 | 0.29 | 0.29 | 0.29 | 0.29 | 0.29 | 0.29 | 0.29 | 0.29 | 0.29 | 0.29 | 0.29 | 0.29 | 0.29 | 0.29 | 0.29 | 0.29
18 | 0.29 | 0.29 | 0.29 | 0.29 | 0.29 | 0.29 | 0.29 | 0.29 | 0.29 | 0.29 | 0.29 | 0.29 | 0.29 | 0.29 | 0.29 | 0.29 | 0.29 | 0.29 | 0.29 | 0.29 | 0.29 | 0.29 | 0.29 | 0.29 | 0.29 | 0.29 | 0.29 | 0.29 | 0.29 | 0.29 | 0.29 | 0.29 | 0.29 | 0.29 | 0.29 | 0.29
19 | 0.29 | 0.29 | 0.29 | 0.29 | 0.29 | 0.29 | 0.29 | 0.29 | 0.29 | 0.29 | 0.29 | 0.29 | 0.29 | 0.29 | 0.29 | 0.29 | 0.29 | 0.29 | 0.29 | 0.29 | 0.29 | 0.29 | 0.29 | 0.29 | 0.29 | 0.29 | 0.29 | 0.29 | 0.29 | 0.29 | 0.29 | 0.29 | 0.29 | 0.29 | 0.29 | 0.29
20 | 0.29 | 0.29 | 0.29 | 0.29 | 0.29 | 0.29 | 0.29 | 0.29 | 0.29 | 0.29 | 0.29 | 0.29 | 0.29 | 0.29 | 0.29 | 0.29 | 0.29 | 0.29 | 0.29 | 0.29 | 0.29 | 0.29 | 0.29 | 0.29 | 0.29 | 0.29 | 0.29 | 0.29 | 0.29 | 0.29 | 0.29 | 0.29 | 0.29 | 0.29 | 0.29 | 0.29
21 | 0.29 | 0.29 | 0.29 | 0.29 | 0.29 | 0.29 | 0.29 | 0.29 | 0.29 | 0.29 | 0.29 | 0.29 | 0.29 | 0.29 | 0.29 | 0.29 | 0.29 | 0.29 | 0.29 | 0.29 | 0.29 | 0.29 | 0.29 | 0.29 | 0.29 | 0.29 | 0.29 | 0.29 | 0.29 | 0.29 | 0.29 | 0.29 | 0.29 | 0.29 | 0.29 | 0.29
22 | 0.29 | 0.29 | 0.29 | 0.29 | 0.29 | 0.29 | 0.29 | 0.29 | 0.29 | 0.29 | 0.29 | 0.29 | 0.29 | 0.29 | 0.29 | 0.29 | 0.29 | 0.29 | 0.29 | 0.29 | 0.29 | 0.29 | 0.29 | 0.29 | 0.29 | 0.29 | 0.29 | 0.29 | 0.29 | 0.29 | 0.29 | 0.29 | 0.29 | 0.29 | 0.29 | 0.29
23 | 0.29 | 0.29 | 0.29 | 0.29 | 0.29 | 0.29 | 0.29 | 0.29 | 0.29 | 0.29 | 0.29 | 0.29 | 0.29 | 0.29 | 0.29 | 0.29 | 0.29 | 0.29 | 0.29 | 0.29 | 0.29 | 0.29 | 0.29 | 0.29 | 0.29 | 0.29 | 0.29 | 0.29 | 0.29 | 0.29 | 0.29 | 0.29 | 0.29 | 0.29 | 0.29 | 0.29
24 | 0.29 | 0.29 | 0.29 | 0.29 | 0.29 | 0.29 | 0.29 | 0.29 | 0.29 | 0.29 | 0.29 | 0.29 | 0.29 | 0.29 | 0.29 | 0.29 | 0.29 | 0.29 | 0.29 | 0.29 | 0.29 | 0.29 | 0.29 | 0.29 | 0.29 | 0.29 | 0.29 | 0.29 | 0.29 | 0.29 | 0.29 | 0.29 | 0.29 | 0.29 | 0.29 | 0.29
25 | 0.29 | 0.29 | 0.29 | 0.29 | 0.29 | 0.29 | 0.29 | 0.29 | 0.29 | 0.29 | 0.29 | 0.29 | 0.29 | 0.29 | 0.29 | 0.29 | 0.29 | 0.29 | 0.29 | 0.29 | 0.29 | 0.29 | 0.29 | 0.29 | 0.29 | 0.29 | 0.29 | 0.29 | 0.29 | 0.29 | 0.29 | 0.29 | 0.29 | 0.29 | 0.29 | 0.29
26 | 0.29 | 0.29 | 0.29 | 0.29 | 0.29 | 0.29 | 0.29 | 0.29 | 0.29 | 0.29 | 0.29 | 0.29 | 0.29 | 0.29 | 0.29 | 0.29 | 0.29 | 0.29 | 0.29 | 0.29 | 0.29 | 0.29 | 0.29 | 0.29 | 0.29 | 0.29 | 0.29 | 0.29 | 0.29 | 0.29 | 0.29 | 0.29 | 0.29 | 0.29 | 0.29 | 0.29
27 | 0.29 | 0.29 | 0.29 | 0.29 | 0.29 | 0.29 | 0.29 | 0.29 | 0.29 | 0.29 | 0.29 | 0.29 | 0.29 | 0.29 | 0.29 | 0.29 | 0.29 | 0.29 | 0.29 | 0.29 | 0.29 | 0.29 | 0.29 | 0.29 | 0.29 | 0.29 | 0.29 | 0.29 | 0.29 | 0.29 | 0.29 | 0.29 | 0.29 | 0.29 | 0.29 | 0.29
28 | 0.29 | 0.29 | 0.29 | 0.29 | 0.29 | 0.29 | 0.29 | 0.29 | 0.29 | 0.29 | 0.29 | 0.29 | 0.29 | 0.29 | 0.29 | 0.29 | 0.29 | 0.29 | 0.29 | 0.29 | 0.29 | 0.29 | 0.29 | 0.29 | 0.29 | 0.29 | 0.29 | 0.29 | 0.29 | 0.29 | 0.29 | 0.29 | 0.29 | 0.29 | 0.29 | 0.29
29 | 0.29 | 0.29 | 0.29 | 0.29 | 0.29 | 0.29 | 0.29 | 0.29 | 0.29 | 0.29 | 0.29 | 0.29 | 0.29 | 0.29 | 0.29 | 0.29 | 0.29 | 0.29 | 0.29 | 0.29 | 0.29 | 0.29 | 0.29 | 0.29 | 0.29 | 0.29 | 0.29 | 0.29 | 0.29 | 0.29 | 0.29 | 0.29 | 0.29 | 0.29 | 0.29 | 0.29
30 | 0.29 | 0.29 | 0.29 | 0.29 | 0.29 | 0.29 | 0.29 | 0.29 | 0.29 | 0.29 | 0.29 | 0.29 | 0.29 | 0.29 | 0.29 | 0.29 | 0.29 | 0.29 | 0.29 | 0.29 | 0.29 | 0.29 | 0.29 | 0.29 | 0.29 | 0.29 | 0.29 | 0.29 | 0.29 | 0.29 | 0.29 | 0.29 | 0.29 | 0.29 | 0.29 | 0.29
31 | 0.29 | 0.29 | 0.29 | 0.29 | 0.29 | 0.29 | 0.29 | 0.29 | 0.29 | 0.29 | 0.29 | 0.29 | 0.29 | 0.29 | 0.29 | 0.29 | 0.29 | 0.29 | 0.29 | 0.29 | 0.29 | 0.29 | 0.29 | 0.29 | 0.29 | 0.29 | 0.29 | 0.29 | 0.29 | 0.29 | 0.29 | 0.29 | 0.29 | 0.29 | 0.29 | 0.29
32 | 0.29 | 0.29 | 0.29 | 0.29 | 0.29 | 0.29 | 0.29 | 0.29 | 0.29 | 0.29 | 0.29 | 0.29 | 0.29 | 0.29 | 0.29 | 0.29 | 0.29 | 0.29 | 0.29 | 0.29 | 0.29 | 0.29 | 0.29 | 0.29 | 0.29 | 0.29 | 0.29 | 0.29 | 0.29 | 0.29 | 0.29 | 0.29 | 0.29 | 0.29 | 0.29 | 0.29
33 | 0.29 | 0.29 | 0.29 | 0.29 | 0.29 | 0.29 | 0.29 | 0.29 | 0.29 | 0.29 | 0.29 | 0.29 | 0.29 | 0.29 | 0.29 | 0.29 | 0.29 | 0.29 | 0.29 | 0.29 | 0.29 | 0.29 | 0.29 | 0.29 | 0.29 | 0.29 | 0.29 | 0.29 | 0.29 | 0.29 | 0.29 | 0.29 | 0.29 | 0.29 | 0.29 | 0.29
34 | 0.29 | 0.29 | 0.29 | 0.29 | 0.29 | 0.29 | 0.29 | 0.29 | 0.29 | 0.29 | 0.29 | 0.29 | 0.29 | 0.29 | 0.29 | 0.29 | 0.29 | 0.29 | 0.29 | 0.29 | 0.29 | 0.29 | 0.29 | 0.29 | 0.29 | 0.29 | 0.29 | 0.29 | 0.29 | 0.29 | 0.29 | 0.29 | 0.29 | 0.29 | 0.29 | 0.29
35 | 0.29 | 0.29 | 0.29 | 0.29 | 0.29 | 0.29 | 0.29 | 0.29 | 0.29 | 0.29 | 0.29 | 0.29 | 0.29 | 0.29 | 0.29 | 0.29 | 0.29 | 0.29 | 0.29 | 0.29 | 0.29 | 0.29 | 0.29 | 0.29 | 0.29 | 0.29 | 0.29 | 0.29 | 0.29 | 0.29 | 0.29 | 0.29 | 0.29 | 0.29 | 0.29 | 0.29
36 | 0.29 | 0.29 | 0.29 | 0.29 | 0.29 | 0.29 | 0.29 | 0.29 | 0.29 | 0.29 | 0.29 | 0.29 | 0.29 | 0.29 | 0.29 | 0.29 | 0.29 | 0.29 | 0.29 | 0.29 | 0.29 | 0.29 | 0.29 | 0.29 | 0.29 | 0.29 | 0.29 | 0.29 | 0.29 | 0.29 | 0.29 | 0.29 | 0.29 | 0.29 | 0.29 | 0.29
37 | 0.29 | 0.29 | 0.29 | 0.29 | 0.29 | 0.29 | 0.29 | 0.29 | 0.29 | 0.29 | 0.29 | 0.29 | 0.29 | 0.29 | 0.29 | 0.29 | 0.29 | 0.29 | 0.29 | 0.29 | 0.29 | 0.29 | 0.29 | 0.29 | 0.29 | 0.29 | 0.29 | 0.29 | 0.29 | 0.29 | 0.29 | 0.29 | 0.29 | 0.29 | 0.29 | 0.29
38 | 0.29 | 0.29 | 0.29 | 0.29 | 0.29 | 0.29 | 0.29 | 0.29 | 0.29 | 0.29 | 0.29 | 0.29 | 0.29 | 0.29 | 0.29 | 0.29 | 0.29 | 0.29 | 0.29 | 0.29 | 0.29 | 0.29 | 0.29 | 0.29 | 0.29 | 0.29 | 0.29 | 0.29 | 0.29 | 0.29 | 0.29 | 0.29 | 0.29 | 0.29 | 0.29 | 0.29
39 | 0.29 | 0.29 | 0.29 | 0.29 | 0.29 | 0.29 | 0.29 | 0.29 | 0.29 | 0.29 | 0.29 | 0.29 | 0.29 | 0.29 | 0.29 | 0.29 | 0.29 | 0.29 | 0.29 | 0.29 | 0.29 | 0.29 | 0.29 | 0.29 | 0.29 | 0.29 | 0.29 | 0.29 | 0.29 | 0.29 | 0.29 | 0.29 | 0.29 | 0.29 | 0.29 | 0.29
40 | 0.29 | 0.29 | 0.29 | 0.29 | 0.29 | 0.29 | 0.29 | 0.29 | 0.29 | 0.29 | 0.29 | 0.29 | 0.29 | 0.29 | 0.29 | 0.29 | 0.29 | 0.29 | 0.29 | 0.29 | 0.29 | 0.29 | 0.29 | 0.29 | 0.29 | 0.29 | 0.29 | 0.29 | 0.29 | 0.29 | 0.29 | 0.29 | 0.29 | 0.29 | 0.29 | 0.29
41 | 0.29 | 0.29 | 0.29 | 0.29 | 0.29 | 0.29 | 0.29 | 0.29 | 0.29 | 0.29 | 0.29 | 0.29 | 0.29 | 0.29 | 0.29 | 0.29 | 0.29 | 0.29 | 0.29 | 0.29 | 0.29 | 0.29 | 0.29 | 0.29 | 0.29 | 0.29 | 0.29 | 0.29 | 0.29 | 0.29 | 0.29 | 0.29 | 0.29 | 0.29 | 0.29 | 0.29
42 | 0.29 | 0.29 | 0.29 | 0.29 | 0.29 | 0.29 | 0.29 | 0.29 | 0.29 | 0.29 | 0.29 | 0.29 | 0.29 | 0.29 | 0.29 | 0.29 | 0.29 | 0.29 | 0.29 | 0.29 | 0.29 | 0.29 | 0.29 | 0.29 | 0.29 | 0.29 | 0.29 | 0.29 | 0.29 | 0.29 | 0.29 | 0.29 | 0.29 | 0.29 | 0.29 | 0.29
43 | 0.29 | 0.29 | 0.29 | 0.29 | 0.29 | 0.29 | 0.29 | 0.29 | 0.29 | 0.29 | 0.29 | 0.29 | 0.29 | 0.29 | 0.29 | 0.29 | 0.29 | 0.29 | 0.29 | 0.29 | 0.29 | 0.29 | 0.29 | 0.29 | 0.29 | 0.29 | 0.29 | 0.29 | 0.29 | 0.29 | 0.29 | 0.29 | 0.29 | 0.29 | 0.29 | 0.29
44 | 0.29 | 0.29 | 0.29 | 0.29 | 0.29 | 0.29 | 0.29 | 0.29 | 0.29 | 0.29 | 0.29 | 0.29 | 0.29 | 0.29 | 0.29 | 0.29 | 0.29 | 0.29 | 0.29 | 0.29 | 0.29 | 0.29 | 0.29 | 0.29 | 0.29 | 0.29 | 0.29 | 0.29 | 0.29 | 0.29 | 0.29 | 0.29 | 0.29 | 0.29 | 0.29 | 0.29
45 | 0.29 | 0.29 | 0.29 | 0.29 | 0.29 | 0.29 | 0.29 | 0.29 | 0.29 | 0.29 | 0.29 | 0.29 | 0.29 | 0.29 | 0.29 | 0.29 | 0.29 | 0.29 | 0.29 | 0.29 | 0.29 | 0.29 | 0.29 | 0.29 | 0.29 | 0.29 | 0.29 | 0.29 | 0.29 | 0.29 | 0.29 | 0.29 | 0.29 | 0.29 | 0.29 | 0.29
46 | 0.29 | 0.29 | 0.29 | 0.29 | 0.29 | 0.29 | 0.29 | 0.29 | 0.29 | 0.29 | 0.29 | 0.29 | 0.29 | 0.29 | 0.29 | 0.29 | 0.29 | 0.29 | 0.29 | 0.29 | 0.29 | 0.29 | 0.29 | 0.29 | 0.29 | 0.29 | 0.29 | 0.29 | 0.29 | 0.29 | 0.29 | 0.29 | 0.29 | 0.29 | 0.29 | 0.29
47 | 0.29 | 0.29 | 0.29 | 0.29 | 0.29 | 0.29 | 0.29 | 0.29 | 0.29 | 0.29 | 0.29 | 0.29 | 0.29 | 0.29 | 0.29 | 0.29 | 0.29 | 0.29 | 0.29 | 0.29 | 0.29 | 0.29 | 0.29 | 0.29 | 0.29 | 0.29 | 0.29 | 0.29 | 0.29 | 0.29 | 0.29 | 0.29 | 0.29 | 0.29 | 0.29 | 0.29
48 | 0.29 | 0.29 | 0.29 | 0.29 | 0.29 | 0.29 | 0.29 | 0.29 | 0.29 | 0.29 | 0.29 | 0.29 | 0.29 | 0.29 | 0.29 | 0.29 | 0.29 | 0.29 | 0.29 | 0.29 | 0.29 | 0.29 | 0.29 | 0.29 | 0.29 | 0.29 | 0.29 | 0.29 | 0.29 | 0.29 | 0.29 | 0.29 | 0.29 | 0.29 | 0.29 | 0.29
49 | 0.29 | 0.29 | 0.29 | 0.29 | 0.29 | 0.29 | 0.29 | 0.29 | 0.29 | 0.29 | 0.29 | 0.29 | 0.29 | 0.29 | 0.29 | 0.29 | 0.29 | 0.29 | 0.29 | 0.29 | 0.29 | 0.29 | 0.29 | 0.29 | 0.29 | 0.29 | 0.29 | 0.29 | 0.29 | 0.29 | 0.29 | 0.29 | 0.29 | 0.29 | 0.29 | 0.29
50 | 0.29 | 0.29 | 0.29 | 0.29 | 0.29 | 0.29 | 0.29 | 0.29 | 0.29 | 0.29 | 0.29 | 0.29 | 0.29 | 0.29 | 0.29 | 0.29 | 0.29 | 0.29 | 0.29 | 0.29 | 0.29 | 0.29 | 0.29 | 0.29 | 0.29 | 0.29 | 0.29 | 0.29 | 0.29 | 0.29 | 0.29 | 0.29 | 0.29 | 0.29 | 0.29 | 0.29
51 | 0.29 | 0.29 | 0.29 | 0.29 | 0.29 | 0.29 | 0.29 | 0.29 | 0.29 | 0.29 | 0.29 | 0.29 | 0.29 | 0.29 | 0.29 | 0.29 | 0.29 | 0.29 | 0.29 | 0.29 | 0.29 | 0.29 | 0.29 | 0.29 | 0.29 | 0.29 | 0.29 | 0.29 | 0.29 | 0.29 | 0.29 | 0.29 | 0.29 | 0.29 | 0.29 | 0.29
52 | 0.29 | 0.29 | 0.29 | 0.29 | 0.29 | 0.29 | 0.29 | 0.29 | 0.29 | 0.29 | 0.29 | 0.29 | 0.29 | 0.29 | 0.29 | 0.29 | 0.29 | 0.29 | 0.29 | 0.29 | 0.29 | 0.29 | 0.29 | 0.29 | 0.29 | 0.29 | 0.29 | 0.29 | 0.29 | 0.29 | 0.29 | 0.29 | 0.29 | 0.29 | 0.29 | 0.29
| ALPHYRRHO0 |  |  | 0.29
| 2020 | 2021 | 2022 | 2023 | 2024 | 2025 | 2026 | 2027 | 2028 | 2029 | 2030 | 2031 | 2032 | 2033 | 2034 | 2035 | 2036 | 2037 | 2038 | 2039 | 2040 | 2041 | 2042 | 2043 | 2044 | 2045 | 2046 | 2047 | 2048 | 2049 | 2050 | 2051 | 2052 | 2053 | 2054 | 2055:=
1 | 0.29 | 0.29 | 0.29 | 0.29 | 0.29 | 0.29 | 0.29 | 0.29 | 0.29 | 0.29 | 0.29 | 0.29 | 0.29 | 0.29 | 0.29 | 0.29 | 0.29 | 0.29 | 0.29 | 0.29 | 0.29 | 0.29 | 0.29 | 0.29 | 0.29 | 0.29 | 0.29 | 0.29 | 0.29 | 0.29 | 0.29 | 0.29 | 0.29 | 0.29 | 0.29 | 0.29
2 | 0.29 | 0.29 | 0.29 | 0.29 | 0.29 | 0.29 | 0.29 | 0.29 | 0.29 | 0.29 | 0.29 | 0.29 | 0.29 | 0.29 | 0.29 | 0.29 | 0.29 | 0.29 | 0.29 | 0.29 | 0.29 | 0.29 | 0.29 | 0.29 | 0.29 | 0.29 | 0.29 | 0.29 | 0.29 | 0.29 | 0.29 | 0.29 | 0.29 | 0.29 | 0.29 | 0.29
3 | 0.29 | 0.29 | 0.29 | 0.29 | 0.29 | 0.29 | 0.29 | 0.29 | 0.29 | 0.29 | 0.29 | 0.29 | 0.29 | 0.29 | 0.29 | 0.29 | 0.29 | 0.29 | 0.29 | 0.29 | 0.29 | 0.29 | 0.29 | 0.29 | 0.29 | 0.29 | 0.29 | 0.29 | 0.29 | 0.29 | 0.29 | 0.29 | 0.29 | 0.29 | 0.29 | 0.29
4 | 0.29 | 0.29 | 0.29 | 0.29 | 0.29 | 0.29 | 0.29 | 0.29 | 0.29 | 0.29 | 0.29 | 0.29 | 0.29 | 0.29 | 0.29 | 0.29 | 0.29 | 0.29 | 0.29 | 0.29 | 0.29 | 0.29 | 0.29 | 0.29 | 0.29 | 0.29 | 0.29 | 0.29 | 0.29 | 0.29 | 0.29 | 0.29 | 0.29 | 0.29 | 0.29 | 0.29
5 | 0.29 | 0.29 | 0.29 | 0.29 | 0.29 | 0.29 | 0.29 | 0.29 | 0.29 | 0.29 | 0.29 | 0.29 | 0.29 | 0.29 | 0.29 | 0.29 | 0.29 | 0.29 | 0.29 | 0.29 | 0.29 | 0.29 | 0.29 | 0.29 | 0.29 | 0.29 | 0.29 | 0.29 | 0.29 | 0.29 | 0.29 | 0.29 | 0.29 | 0.29 | 0.29 | 0.29
6 | 0.29 | 0.29 | 0.29 | 0.29 | 0.29 | 0.29 | 0.29 | 0.29 | 0.29 | 0.29 | 0.29 | 0.29 | 0.29 | 0.29 | 0.29 | 0.29 | 0.29 | 0.29 | 0.29 | 0.29 | 0.29 | 0.29 | 0.29 | 0.29 | 0.29 | 0.29 | 0.29 | 0.29 | 0.29 | 0.29 | 0.29 | 0.29 | 0.29 | 0.29 | 0.29 | 0.29
7 | 0.29 | 0.29 | 0.29 | 0.29 | 0.29 | 0.29 | 0.29 | 0.29 | 0.29 | 0.29 | 0.29 | 0.29 | 0.29 | 0.29 | 0.29 | 0.29 | 0.29 | 0.29 | 0.29 | 0.29 | 0.29 | 0.29 | 0.29 | 0.29 | 0.29 | 0.29 | 0.29 | 0.29 | 0.29 | 0.29 | 0.29 | 0.29 | 0.29 | 0.29 | 0.29 | 0.29
8 | 0.29 | 0.29 | 0.29 | 0.29 | 0.29 | 0.29 | 0.29 | 0.29 | 0.29 | 0.29 | 0.29 | 0.29 | 0.29 | 0.29 | 0.29 | 0.29 | 0.29 | 0.29 | 0.29 | 0.29 | 0.29 | 0.29 | 0.29 | 0.29 | 0.29 | 0.29 | 0.29 | 0.29 | 0.29 | 0.29 | 0.29 | 0.29 | 0.29 | 0.29 | 0.29 | 0.29
9 | 0.29 | 0.29 | 0.29 | 0.29 | 0.29 | 0.29 | 0.29 | 0.29 | 0.29 | 0.29 | 0.29 | 0.29 | 0.29 | 0.29 | 0.29 | 0.29 | 0.29 | 0.29 | 0.29 | 0.29 | 0.29 | 0.29 | 0.29 | 0.29 | 0.29 | 0.29 | 0.29 | 0.29 | 0.29 | 0.29 | 0.29 | 0.29 | 0.29 | 0.29 | 0.29 | 0.29
10 | 0.29 | 0.29 | 0.29 | 0.29 | 0.29 | 0.29 | 0.29 | 0.29 | 0.29 | 0.29 | 0.29 | 0.29 | 0.29 | 0.29 | 0.29 | 0.29 | 0.29 | 0.29 | 0.29 | 0.29 | 0.29 | 0.29 | 0.29 | 0.29 | 0.29 | 0.29 | 0.29 | 0.29 | 0.29 | 0.29 | 0.29 | 0.29 | 0.29 | 0.29 | 0.29 | 0.29
11 | 0.29 | 0.29 | 0.29 | 0.29 | 0.29 | 0.29 | 0.29 | 0.29 | 0.29 | 0.29 | 0.29 | 0.29 | 0.29 | 0.29 | 0.29 | 0.29 | 0.29 | 0.29 | 0.29 | 0.29 | 0.29 | 0.29 | 0.29 | 0.29 | 0.29 | 0.29 | 0.29 | 0.29 | 0.29 | 0.29 | 0.29 | 0.29 | 0.29 | 0.29 | 0.29 | 0.29
12 | 0.29 | 0.29 | 0.29 | 0.29 | 0.29 | 0.29 | 0.29 | 0.29 | 0.29 | 0.29 | 0.29 | 0.29 | 0.29 | 0.29 | 0.29 | 0.29 | 0.29 | 0.29 | 0.29 | 0.29 | 0.29 | 0.29 | 0.29 | 0.29 | 0.29 | 0.29 | 0.29 | 0.29 | 0.29 | 0.29 | 0.29 | 0.29 | 0.29 | 0.29 | 0.29 | 0.29
13 | 0.29 | 0.29 | 0.29 | 0.29 | 0.29 | 0.29 | 0.29 | 0.29 | 0.29 | 0.29 | 0.29 | 0.29 | 0.29 | 0.29 | 0.29 | 0.29 | 0.29 | 0.29 | 0.29 | 0.29 | 0.29 | 0.29 | 0.29 | 0.29 | 0.29 | 0.29 | 0.29 | 0.29 | 0.29 | 0.29 | 0.29 | 0.29 | 0.29 | 0.29 | 0.29 | 0.29
14 | 0.29 | 0.29 | 0.29 | 0.29 | 0.29 | 0.29 | 0.29 | 0.29 | 0.29 | 0.29 | 0.29 | 0.29 | 0.29 | 0.29 | 0.29 | 0.29 | 0.29 | 0.29 | 0.29 | 0.29 | 0.29 | 0.29 | 0.29 | 0.29 | 0.29 | 0.29 | 0.29 | 0.29 | 0.29 | 0.29 | 0.29 | 0.29 | 0.29 | 0.29 | 0.29 | 0.29
15 | 0.29 | 0.29 | 0.29 | 0.29 | 0.29 | 0.29 | 0.29 | 0.29 | 0.29 | 0.29 | 0.29 | 0.29 | 0.29 | 0.29 | 0.29 | 0.29 | 0.29 | 0.29 | 0.29 | 0.29 | 0.29 | 0.29 | 0.29 | 0.29 | 0.29 | 0.29 | 0.29 | 0.29 | 0.29 | 0.29 | 0.29 | 0.29 | 0.29 | 0.29 | 0.29 | 0.29
16 | 0.29 | 0.29 | 0.29 | 0.29 | 0.29 | 0.29 | 0.29 | 0.29 | 0.29 | 0.29 | 0.29 | 0.29 | 0.29 | 0.29 | 0.29 | 0.29 | 0.29 | 0.29 | 0.29 | 0.29 | 0.29 | 0.29 | 0.29 | 0.29 | 0.29 | 0.29 | 0.29 | 0.29 | 0.29 | 0.29 | 0.29 | 0.29 | 0.29 | 0.29 | 0.29 | 0.29
17 | 0.29 | 0.29 | 0.29 | 0.29 | 0.29 | 0.29 | 0.29 | 0.29 | 0.29 | 0.29 | 0.29 | 0.29 | 0.29 | 0.29 | 0.29 | 0.29 | 0.29 | 0.29 | 0.29 | 0.29 | 0.29 | 0.29 | 0.29 | 0.29 | 0.29 | 0.29 | 0.29 | 0.29 | 0.29 | 0.29 | 0.29 | 0.29 | 0.29 | 0.29 | 0.29 | 0.29
18 | 0.29 | 0.29 | 0.29 | 0.29 | 0.29 | 0.29 | 0.29 | 0.29 | 0.29 | 0.29 | 0.29 | 0.29 | 0.29 | 0.29 | 0.29 | 0.29 | 0.29 | 0.29 | 0.29 | 0.29 | 0.29 | 0.29 | 0.29 | 0.29 | 0.29 | 0.29 | 0.29 | 0.29 | 0.29 | 0.29 | 0.29 | 0.29 | 0.29 | 0.29 | 0.29 | 0.29
19 | 0.29 | 0.29 | 0.29 | 0.29 | 0.29 | 0.29 | 0.29 | 0.29 | 0.29 | 0.29 | 0.29 | 0.29 | 0.29 | 0.29 | 0.29 | 0.29 | 0.29 | 0.29 | 0.29 | 0.29 | 0.29 | 0.29 | 0.29 | 0.29 | 0.29 | 0.29 | 0.29 | 0.29 | 0.29 | 0.29 | 0.29 | 0.29 | 0.29 | 0.29 | 0.29 | 0.29
20 | 0.29 | 0.29 | 0.29 | 0.29 | 0.29 | 0.29 | 0.29 | 0.29 | 0.29 | 0.29 | 0.29 | 0.29 | 0.29 | 0.29 | 0.29 | 0.29 | 0.29 | 0.29 | 0.29 | 0.29 | 0.29 | 0.29 | 0.29 | 0.29 | 0.29 | 0.29 | 0.29 | 0.29 | 0.29 | 0.29 | 0.29 | 0.29 | 0.29 | 0.29 | 0.29 | 0.29
21 | 0.29 | 0.29 | 0.29 | 0.29 | 0.29 | 0.29 | 0.29 | 0.29 | 0.29 | 0.29 | 0.29 | 0.29 | 0.29 | 0.29 | 0.29 | 0.29 | 0.29 | 0.29 | 0.29 | 0.29 | 0.29 | 0.29 | 0.29 | 0.29 | 0.29 | 0.29 | 0.29 | 0.29 | 0.29 | 0.29 | 0.29 | 0.29 | 0.29 | 0.29 | 0.29 | 0.29
22 | 0.29 | 0.29 | 0.29 | 0.29 | 0.29 | 0.29 | 0.29 | 0.29 | 0.29 | 0.29 | 0.29 | 0.29 | 0.29 | 0.29 | 0.29 | 0.29 | 0.29 | 0.29 | 0.29 | 0.29 | 0.29 | 0.29 | 0.29 | 0.29 | 0.29 | 0.29 | 0.29 | 0.29 | 0.29 | 0.29 | 0.29 | 0.29 | 0.29 | 0.29 | 0.29 | 0.29
23 | 0.29 | 0.29 | 0.29 | 0.29 | 0.29 | 0.29 | 0.29 | 0.29 | 0.29 | 0.29 | 0.29 | 0.29 | 0.29 | 0.29 | 0.29 | 0.29 | 0.29 | 0.29 | 0.29 | 0.29 | 0.29 | 0.29 | 0.29 | 0.29 | 0.29 | 0.29 | 0.29 | 0.29 | 0.29 | 0.29 | 0.29 | 0.29 | 0.29 | 0.29 | 0.29 | 0.29
24 | 0.29 | 0.29 | 0.29 | 0.29 | 0.29 | 0.29 | 0.29 | 0.29 | 0.29 | 0.29 | 0.29 | 0.29 | 0.29 | 0.29 | 0.29 | 0.29 | 0.29 | 0.29 | 0.29 | 0.29 | 0.29 | 0.29 | 0.29 | 0.29 | 0.29 | 0.29 | 0.29 | 0.29 | 0.29 | 0.29 | 0.29 | 0.29 | 0.29 | 0.29 | 0.29 | 0.29
25 | 0.29 | 0.29 | 0.29 | 0.29 | 0.29 | 0.29 | 0.29 | 0.29 | 0.29 | 0.29 | 0.29 | 0.29 | 0.29 | 0.29 | 0.29 | 0.29 | 0.29 | 0.29 | 0.29 | 0.29 | 0.29 | 0.29 | 0.29 | 0.29 | 0.29 | 0.29 | 0.29 | 0.29 | 0.29 | 0.29 | 0.29 | 0.29 | 0.29 | 0.29 | 0.29 | 0.29
26 | 0.29 | 0.29 | 0.29 | 0.29 | 0.29 | 0.29 | 0.29 | 0.29 | 0.29 | 0.29 | 0.29 | 0.29 | 0.29 | 0.29 | 0.29 | 0.29 | 0.29 | 0.29 | 0.29 | 0.29 | 0.29 | 0.29 | 0.29 | 0.29 | 0.29 | 0.29 | 0.29 | 0.29 | 0.29 | 0.29 | 0.29 | 0.29 | 0.29 | 0.29 | 0.29 | 0.29
27 | 0.29 | 0.29 | 0.29 | 0.29 | 0.29 | 0.29 | 0.29 | 0.29 | 0.29 | 0.29 | 0.29 | 0.29 | 0.29 | 0.29 | 0.29 | 0.29 | 0.29 | 0.29 | 0.29 | 0.29 | 0.29 | 0.29 | 0.29 | 0.29 | 0.29 | 0.29 | 0.29 | 0.29 | 0.29 | 0.29 | 0.29 | 0.29 | 0.29 | 0.29 | 0.29 | 0.29
28 | 0.29 | 0.29 | 0.29 | 0.29 | 0.29 | 0.29 | 0.29 | 0.29 | 0.29 | 0.29 | 0.29 | 0.29 | 0.29 | 0.29 | 0.29 | 0.29 | 0.29 | 0.29 | 0.29 | 0.29 | 0.29 | 0.29 | 0.29 | 0.29 | 0.29 | 0.29 | 0.29 | 0.29 | 0.29 | 0.29 | 0.29 | 0.29 | 0.29 | 0.29 | 0.29 | 0.29
29 | 0.29 | 0.29 | 0.29 | 0.29 | 0.29 | 0.29 | 0.29 | 0.29 | 0.29 | 0.29 | 0.29 | 0.29 | 0.29 | 0.29 | 0.29 | 0.29 | 0.29 | 0.29 | 0.29 | 0.29 | 0.29 | 0.29 | 0.29 | 0.29 | 0.29 | 0.29 | 0.29 | 0.29 | 0.29 | 0.29 | 0.29 | 0.29 | 0.29 | 0.29 | 0.29 | 0.29
30 | 0.29 | 0.29 | 0.29 | 0.29 | 0.29 | 0.29 | 0.29 | 0.29 | 0.29 | 0.29 | 0.29 | 0.29 | 0.29 | 0.29 | 0.29 | 0.29 | 0.29 | 0.29 | 0.29 | 0.29 | 0.29 | 0.29 | 0.29 | 0.29 | 0.29 | 0.29 | 0.29 | 0.29 | 0.29 | 0.29 | 0.29 | 0.29 | 0.29 | 0.29 | 0.29 | 0.29
31 | 0.29 | 0.29 | 0.29 | 0.29 | 0.29 | 0.29 | 0.29 | 0.29 | 0.29 | 0.29 | 0.29 | 0.29 | 0.29 | 0.29 | 0.29 | 0.29 | 0.29 | 0.29 | 0.29 | 0.29 | 0.29 | 0.29 | 0.29 | 0.29 | 0.29 | 0.29 | 0.29 | 0.29 | 0.29 | 0.29 | 0.29 | 0.29 | 0.29 | 0.29 | 0.29 | 0.29
32 | 0.29 | 0.29 | 0.29 | 0.29 | 0.29 | 0.29 | 0.29 | 0.29 | 0.29 | 0.29 | 0.29 | 0.29 | 0.29 | 0.29 | 0.29 | 0.29 | 0.29 | 0.29 | 0.29 | 0.29 | 0.29 | 0.29 | 0.29 | 0.29 | 0.29 | 0.29 | 0.29 | 0.29 | 0.29 | 0.29 | 0.29 | 0.29 | 0.29 | 0.29 | 0.29 | 0.29
33 | 0.29 | 0.29 | 0.29 | 0.29 | 0.29 | 0.29 | 0.29 | 0.29 | 0.29 | 0.29 | 0.29 | 0.29 | 0.29 | 0.29 | 0.29 | 0.29 | 0.29 | 0.29 | 0.29 | 0.29 | 0.29 | 0.29 | 0.29 | 0.29 | 0.29 | 0.29 | 0.29 | 0.29 | 0.29 | 0.29 | 0.29 | 0.29 | 0.29 | 0.29 | 0.29 | 0.29
34 | 0.29 | 0.29 | 0.29 | 0.29 | 0.29 | 0.29 | 0.29 | 0.29 | 0.29 | 0.29 | 0.29 | 0.29 | 0.29 | 0.29 | 0.29 | 0.29 | 0.29 | 0.29 | 0.29 | 0.29 | 0.29 | 0.29 | 0.29 | 0.29 | 0.29 | 0.29 | 0.29 | 0.29 | 0.29 | 0.29 | 0.29 | 0.29 | 0.29 | 0.29 | 0.29 | 0.29
35 | 0.29 | 0.29 | 0.29 | 0.29 | 0.29 | 0.29 | 0.29 | 0.29 | 0.29 | 0.29 | 0.29 | 0.29 | 0.29 | 0.29 | 0.29 | 0.29 | 0.29 | 0.29 | 0.29 | 0.29 | 0.29 | 0.29 | 0.29 | 0.29 | 0.29 | 0.29 | 0.29 | 0.29 | 0.29 | 0.29 | 0.29 | 0.29 | 0.29 | 0.29 | 0.29 | 0.29
36 | 0.29 | 0.29 | 0.29 | 0.29 | 0.29 | 0.29 | 0.29 | 0.29 | 0.29 | 0.29 | 0.29 | 0.29 | 0.29 | 0.29 | 0.29 | 0.29 | 0.29 | 0.29 | 0.29 | 0.29 | 0.29 | 0.29 | 0.29 | 0.29 | 0.29 | 0.29 | 0.29 | 0.29 | 0.29 | 0.29 | 0.29 | 0.29 | 0.29 | 0.29 | 0.29 | 0.29
37 | 0.29 | 0.29 | 0.29 | 0.29 | 0.29 | 0.29 | 0.29 | 0.29 | 0.29 | 0.29 | 0.29 | 0.29 | 0.29 | 0.29 | 0.29 | 0.29 | 0.29 | 0.29 | 0.29 | 0.29 | 0.29 | 0.29 | 0.29 | 0.29 | 0.29 | 0.29 | 0.29 | 0.29 | 0.29 | 0.29 | 0.29 | 0.29 | 0.29 | 0.29 | 0.29 | 0.29
38 | 0.29 | 0.29 | 0.29 | 0.29 | 0.29 | 0.29 | 0.29 | 0.29 | 0.29 | 0.29 | 0.29 | 0.29 | 0.29 | 0.29 | 0.29 | 0.29 | 0.29 | 0.29 | 0.29 | 0.29 | 0.29 | 0.29 | 0.29 | 0.29 | 0.29 | 0.29 | 0.29 | 0.29 | 0.29 | 0.29 | 0.29 | 0.29 | 0.29 | 0.29 | 0.29 | 0.29
39 | 0.29 | 0.29 | 0.29 | 0.29 | 0.29 | 0.29 | 0.29 | 0.29 | 0.29 | 0.29 | 0.29 | 0.29 | 0.29 | 0.29 | 0.29 | 0.29 | 0.29 | 0.29 | 0.29 | 0.29 | 0.29 | 0.29 | 0.29 | 0.29 | 0.29 | 0.29 | 0.29 | 0.29 | 0.29 | 0.29 | 0.29 | 0.29 | 0.29 | 0.29 | 0.29 | 0.29
40 | 0.29 | 0.29 | 0.29 | 0.29 | 0.29 | 0.29 | 0.29 | 0.29 | 0.29 | 0.29 | 0.29 | 0.29 | 0.29 | 0.29 | 0.29 | 0.29 | 0.29 | 0.29 | 0.29 | 0.29 | 0.29 | 0.29 | 0.29 | 0.29 | 0.29 | 0.29 | 0.29 | 0.29 | 0.29 | 0.29 | 0.29 | 0.29 | 0.29 | 0.29 | 0.29 | 0.29
41 | 0.29 | 0.29 | 0.29 | 0.29 | 0.29 | 0.29 | 0.29 | 0.29 | 0.29 | 0.29 | 0.29 | 0.29 | 0.29 | 0.29 | 0.29 | 0.29 | 0.29 | 0.29 | 0.29 | 0.29 | 0.29 | 0.29 | 0.29 | 0.29 | 0.29 | 0.29 | 0.29 | 0.29 | 0.29 | 0.29 | 0.29 | 0.29 | 0.29 | 0.29 | 0.29 | 0.29
42 | 0.29 | 0.29 | 0.29 | 0.29 | 0.29 | 0.29 | 0.29 | 0.29 | 0.29 | 0.29 | 0.29 | 0.29 | 0.29 | 0.29 | 0.29 | 0.29 | 0.29 | 0.29 | 0.29 | 0.29 | 0.29 | 0.29 | 0.29 | 0.29 | 0.29 | 0.29 | 0.29 | 0.29 | 0.29 | 0.29 | 0.29 | 0.29 | 0.29 | 0.29 | 0.29 | 0.29
43 | 0.29 | 0.29 | 0.29 | 0.29 | 0.29 | 0.29 | 0.29 | 0.29 | 0.29 | 0.29 | 0.29 | 0.29 | 0.29 | 0.29 | 0.29 | 0.29 | 0.29 | 0.29 | 0.29 | 0.29 | 0.29 | 0.29 | 0.29 | 0.29 | 0.29 | 0.29 | 0.29 | 0.29 | 0.29 | 0.29 | 0.29 | 0.29 | 0.29 | 0.29 | 0.29 | 0.29
44 | 0.29 | 0.29 | 0.29 | 0.29 | 0.29 | 0.29 | 0.29 | 0.29 | 0.29 | 0.29 | 0.29 | 0.29 | 0.29 | 0.29 | 0.29 | 0.29 | 0.29 | 0.29 | 0.29 | 0.29 | 0.29 | 0.29 | 0.29 | 0.29 | 0.29 | 0.29 | 0.29 | 0.29 | 0.29 | 0.29 | 0.29 | 0.29 | 0.29 | 0.29 | 0.29 | 0.29
45 | 0.29 | 0.29 | 0.29 | 0.29 | 0.29 | 0.29 | 0.29 | 0.29 | 0.29 | 0.29 | 0.29 | 0.29 | 0.29 | 0.29 | 0.29 | 0.29 | 0.29 | 0.29 | 0.29 | 0.29 | 0.29 | 0.29 | 0.29 | 0.29 | 0.29 | 0.29 | 0.29 | 0.29 | 0.29 | 0.29 | 0.29 | 0.29 | 0.29 | 0.29 | 0.29 | 0.29
46 | 0.29 | 0.29 | 0.29 | 0.29 | 0.29 | 0.29 | 0.29 | 0.29 | 0.29 | 0.29 | 0.29 | 0.29 | 0.29 | 0.29 | 0.29 | 0.29 | 0.29 | 0.29 | 0.29 | 0.29 | 0.29 | 0.29 | 0.29 | 0.29 | 0.29 | 0.29 | 0.29 | 0.29 | 0.29 | 0.29 | 0.29 | 0.29 | 0.29 | 0.29 | 0.29 | 0.29
47 | 0.29 | 0.29 | 0.29 | 0.29 | 0.29 | 0.29 | 0.29 | 0.29 | 0.29 | 0.29 | 0.29 | 0.29 | 0.29 | 0.29 | 0.29 | 0.29 | 0.29 | 0.29 | 0.29 | 0.29 | 0.29 | 0.29 | 0.29 | 0.29 | 0.29 | 0.29 | 0.29 | 0.29 | 0.29 | 0.29 | 0.29 | 0.29 | 0.29 | 0.29 | 0.29 | 0.29
48 | 0.29 | 0.29 | 0.29 | 0.29 | 0.29 | 0.29 | 0.29 | 0.29 | 0.29 | 0.29 | 0.29 | 0.29 | 0.29 | 0.29 | 0.29 | 0.29 | 0.29 | 0.29 | 0.29 | 0.29 | 0.29 | 0.29 | 0.29 | 0.29 | 0.29 | 0.29 | 0.29 | 0.29 | 0.29 | 0.29 | 0.29 | 0.29 | 0.29 | 0.29 | 0.29 | 0.29
49 | 0.29 | 0.29 | 0.29 | 0.29 | 0.29 | 0.29 | 0.29 | 0.29 | 0.29 | 0.29 | 0.29 | 0.29 | 0.29 | 0.29 | 0.29 | 0.29 | 0.29 | 0.29 | 0.29 | 0.29 | 0.29 | 0.29 | 0.29 | 0.29 | 0.29 | 0.29 | 0.29 | 0.29 | 0.29 | 0.29 | 0.29 | 0.29 | 0.29 | 0.29 | 0.29 | 0.29
50 | 0.29 | 0.29 | 0.29 | 0.29 | 0.29 | 0.29 | 0.29 | 0.29 | 0.29 | 0.29 | 0.29 | 0.29 | 0.29 | 0.29 | 0.29 | 0.29 | 0.29 | 0.29 | 0.29 | 0.29 | 0.29 | 0.29 | 0.29 | 0.29 | 0.29 | 0.29 | 0.29 | 0.29 | 0.29 | 0.29 | 0.29 | 0.29 | 0.29 | 0.29 | 0.29 | 0.29
51 | 0.29 | 0.29 | 0.29 | 0.29 | 0.29 | 0.29 | 0.29 | 0.29 | 0.29 | 0.29 | 0.29 | 0.29 | 0.29 | 0.29 | 0.29 | 0.29 | 0.29 | 0.29 | 0.29 | 0.29 | 0.29 | 0.29 | 0.29 | 0.29 | 0.29 | 0.29 | 0.29 | 0.29 | 0.29 | 0.29 | 0.29 | 0.29 | 0.29 | 0.29 | 0.29 | 0.29
52 | 0.29 | 0.29 | 0.29 | 0.29 | 0.29 | 0.29 | 0.29 | 0.29 | 0.29 | 0.29 | 0.29 | 0.29 | 0.29 | 0.29 | 0.29 | 0.29 | 0.29 | 0.29 | 0.29 | 0.29 | 0.29 | 0.29 | 0.29 | 0.29 | 0.29 | 0.29 | 0.29 | 0.29 | 0.29 | 0.29 | 0.29 | 0.29 | 0.29 | 0.29 | 0.29 | 0.29
| ALPHYSHHI0 |  |  | 0.11
| 2020 | 2021 | 2022 | 2023 | 2024 | 2025 | 2026 | 2027 | 2028 | 2029 | 2030 | 2031 | 2032 | 2033 | 2034 | 2035 | 2036 | 2037 | 2038 | 2039 | 2040 | 2041 | 2042 | 2043 | 2044 | 2045 | 2046 | 2047 | 2048 | 2049 | 2050 | 2051 | 2052 | 2053 | 2054 | 2055:=
1 | 0.11 | 0.11 | 0.11 | 0.11 | 0.11 | 0.11 | 0.11 | 0.11 | 0.11 | 0.11 | 0.11 | 0.11 | 0.11 | 0.11 | 0.11 | 0.11 | 0.11 | 0.11 | 0.11 | 0.11 | 0.11 | 0.11 | 0.11 | 0.11 | 0.11 | 0.11 | 0.11 | 0.11 | 0.11 | 0.11 | 0.11 | 0.11 | 0.11 | 0.11 | 0.11 | 0.11
2 | 0.11 | 0.11 | 0.11 | 0.11 | 0.11 | 0.11 | 0.11 | 0.11 | 0.11 | 0.11 | 0.11 | 0.11 | 0.11 | 0.11 | 0.11 | 0.11 | 0.11 | 0.11 | 0.11 | 0.11 | 0.11 | 0.11 | 0.11 | 0.11 | 0.11 | 0.11 | 0.11 | 0.11 | 0.11 | 0.11 | 0.11 | 0.11 | 0.11 | 0.11 | 0.11 | 0.11
3 | 0.11 | 0.11 | 0.11 | 0.11 | 0.11 | 0.11 | 0.11 | 0.11 | 0.11 | 0.11 | 0.11 | 0.11 | 0.11 | 0.11 | 0.11 | 0.11 | 0.11 | 0.11 | 0.11 | 0.11 | 0.11 | 0.11 | 0.11 | 0.11 | 0.11 | 0.11 | 0.11 | 0.11 | 0.11 | 0.11 | 0.11 | 0.11 | 0.11 | 0.11 | 0.11 | 0.11
4 | 0.11 | 0.11 | 0.11 | 0.11 | 0.11 | 0.11 | 0.11 | 0.11 | 0.11 | 0.11 | 0.11 | 0.11 | 0.11 | 0.11 | 0.11 | 0.11 | 0.11 | 0.11 | 0.11 | 0.11 | 0.11 | 0.11 | 0.11 | 0.11 | 0.11 | 0.11 | 0.11 | 0.11 | 0.11 | 0.11 | 0.11 | 0.11 | 0.11 | 0.11 | 0.11 | 0.11
5 | 0.11 | 0.11 | 0.11 | 0.11 | 0.11 | 0.11 | 0.11 | 0.11 | 0.11 | 0.11 | 0.11 | 0.11 | 0.11 | 0.11 | 0.11 | 0.11 | 0.11 | 0.11 | 0.11 | 0.11 | 0.11 | 0.11 | 0.11 | 0.11 | 0.11 | 0.11 | 0.11 | 0.11 | 0.11 | 0.11 | 0.11 | 0.11 | 0.11 | 0.11 | 0.11 | 0.11
6 | 0.11 | 0.11 | 0.11 | 0.11 | 0.11 | 0.11 | 0.11 | 0.11 | 0.11 | 0.11 | 0.11 | 0.11 | 0.11 | 0.11 | 0.11 | 0.11 | 0.11 | 0.11 | 0.11 | 0.11 | 0.11 | 0.11 | 0.11 | 0.11 | 0.11 | 0.11 | 0.11 | 0.11 | 0.11 | 0.11 | 0.11 | 0.11 | 0.11 | 0.11 | 0.11 | 0.11
7 | 0.11 | 0.11 | 0.11 | 0.11 | 0.11 | 0.11 | 0.11 | 0.11 | 0.11 | 0.11 | 0.11 | 0.11 | 0.11 | 0.11 | 0.11 | 0.11 | 0.11 | 0.11 | 0.11 | 0.11 | 0.11 | 0.11 | 0.11 | 0.11 | 0.11 | 0.11 | 0.11 | 0.11 | 0.11 | 0.11 | 0.11 | 0.11 | 0.11 | 0.11 | 0.11 | 0.11
8 | 0.11 | 0.11 | 0.11 | 0.11 | 0.11 | 0.11 | 0.11 | 0.11 | 0.11 | 0.11 | 0.11 | 0.11 | 0.11 | 0.11 | 0.11 | 0.11 | 0.11 | 0.11 | 0.11 | 0.11 | 0.11 | 0.11 | 0.11 | 0.11 | 0.11 | 0.11 | 0.11 | 0.11 | 0.11 | 0.11 | 0.11 | 0.11 | 0.11 | 0.11 | 0.11 | 0.11
9 | 0.11 | 0.11 | 0.11 | 0.11 | 0.11 | 0.11 | 0.11 | 0.11 | 0.11 | 0.11 | 0.11 | 0.11 | 0.11 | 0.11 | 0.11 | 0.11 | 0.11 | 0.11 | 0.11 | 0.11 | 0.11 | 0.11 | 0.11 | 0.11 | 0.11 | 0.11 | 0.11 | 0.11 | 0.11 | 0.11 | 0.11 | 0.11 | 0.11 | 0.11 | 0.11 | 0.11
10 | 0.11 | 0.11 | 0.11 | 0.11 | 0.11 | 0.11 | 0.11 | 0.11 | 0.11 | 0.11 | 0.11 | 0.11 | 0.11 | 0.11 | 0.11 | 0.11 | 0.11 | 0.11 | 0.11 | 0.11 | 0.11 | 0.11 | 0.11 | 0.11 | 0.11 | 0.11 | 0.11 | 0.11 | 0.11 | 0.11 | 0.11 | 0.11 | 0.11 | 0.11 | 0.11 | 0.11
11 | 0.11 | 0.11 | 0.11 | 0.11 | 0.11 | 0.11 | 0.11 | 0.11 | 0.11 | 0.11 | 0.11 | 0.11 | 0.11 | 0.11 | 0.11 | 0.11 | 0.11 | 0.11 | 0.11 | 0.11 | 0.11 | 0.11 | 0.11 | 0.11 | 0.11 | 0.11 | 0.11 | 0.11 | 0.11 | 0.11 | 0.11 | 0.11 | 0.11 | 0.11 | 0.11 | 0.11
12 | 0.11 | 0.11 | 0.11 | 0.11 | 0.11 | 0.11 | 0.11 | 0.11 | 0.11 | 0.11 | 0.11 | 0.11 | 0.11 | 0.11 | 0.11 | 0.11 | 0.11 | 0.11 | 0.11 | 0.11 | 0.11 | 0.11 | 0.11 | 0.11 | 0.11 | 0.11 | 0.11 | 0.11 | 0.11 | 0.11 | 0.11 | 0.11 | 0.11 | 0.11 | 0.11 | 0.11
13 | 0.11 | 0.11 | 0.11 | 0.11 | 0.11 | 0.11 | 0.11 | 0.11 | 0.11 | 0.11 | 0.11 | 0.11 | 0.11 | 0.11 | 0.11 | 0.11 | 0.11 | 0.11 | 0.11 | 0.11 | 0.11 | 0.11 | 0.11 | 0.11 | 0.11 | 0.11 | 0.11 | 0.11 | 0.11 | 0.11 | 0.11 | 0.11 | 0.11 | 0.11 | 0.11 | 0.11
14 | 0.11 | 0.11 | 0.11 | 0.11 | 0.11 | 0.11 | 0.11 | 0.11 | 0.11 | 0.11 | 0.11 | 0.11 | 0.11 | 0.11 | 0.11 | 0.11 | 0.11 | 0.11 | 0.11 | 0.11 | 0.11 | 0.11 | 0.11 | 0.11 | 0.11 | 0.11 | 0.11 | 0.11 | 0.11 | 0.11 | 0.11 | 0.11 | 0.11 | 0.11 | 0.11 | 0.11
15 | 0.11 | 0.11 | 0.11 | 0.11 | 0.11 | 0.11 | 0.11 | 0.11 | 0.11 | 0.11 | 0.11 | 0.11 | 0.11 | 0.11 | 0.11 | 0.11 | 0.11 | 0.11 | 0.11 | 0.11 | 0.11 | 0.11 | 0.11 | 0.11 | 0.11 | 0.11 | 0.11 | 0.11 | 0.11 | 0.11 | 0.11 | 0.11 | 0.11 | 0.11 | 0.11 | 0.11
16 | 0.11 | 0.11 | 0.11 | 0.11 | 0.11 | 0.11 | 0.11 | 0.11 | 0.11 | 0.11 | 0.11 | 0.11 | 0.11 | 0.11 | 0.11 | 0.11 | 0.11 | 0.11 | 0.11 | 0.11 | 0.11 | 0.11 | 0.11 | 0.11 | 0.11 | 0.11 | 0.11 | 0.11 | 0.11 | 0.11 | 0.11 | 0.11 | 0.11 | 0.11 | 0.11 | 0.11
17 | 0.11 | 0.11 | 0.11 | 0.11 | 0.11 | 0.11 | 0.11 | 0.11 | 0.11 | 0.11 | 0.11 | 0.11 | 0.11 | 0.11 | 0.11 | 0.11 | 0.11 | 0.11 | 0.11 | 0.11 | 0.11 | 0.11 | 0.11 | 0.11 | 0.11 | 0.11 | 0.11 | 0.11 | 0.11 | 0.11 | 0.11 | 0.11 | 0.11 | 0.11 | 0.11 | 0.11
18 | 0.11 | 0.11 | 0.11 | 0.11 | 0.11 | 0.11 | 0.11 | 0.11 | 0.11 | 0.11 | 0.11 | 0.11 | 0.11 | 0.11 | 0.11 | 0.11 | 0.11 | 0.11 | 0.11 | 0.11 | 0.11 | 0.11 | 0.11 | 0.11 | 0.11 | 0.11 | 0.11 | 0.11 | 0.11 | 0.11 | 0.11 | 0.11 | 0.11 | 0.11 | 0.11 | 0.11
19 | 0.11 | 0.11 | 0.11 | 0.11 | 0.11 | 0.11 | 0.11 | 0.11 | 0.11 | 0.11 | 0.11 | 0.11 | 0.11 | 0.11 | 0.11 | 0.11 | 0.11 | 0.11 | 0.11 | 0.11 | 0.11 | 0.11 | 0.11 | 0.11 | 0.11 | 0.11 | 0.11 | 0.11 | 0.11 | 0.11 | 0.11 | 0.11 | 0.11 | 0.11 | 0.11 | 0.11
20 | 0.11 | 0.11 | 0.11 | 0.11 | 0.11 | 0.11 | 0.11 | 0.11 | 0.11 | 0.11 | 0.11 | 0.11 | 0.11 | 0.11 | 0.11 | 0.11 | 0.11 | 0.11 | 0.11 | 0.11 | 0.11 | 0.11 | 0.11 | 0.11 | 0.11 | 0.11 | 0.11 | 0.11 | 0.11 | 0.11 | 0.11 | 0.11 | 0.11 | 0.11 | 0.11 | 0.11
21 | 0.11 | 0.11 | 0.11 | 0.11 | 0.11 | 0.11 | 0.11 | 0.11 | 0.11 | 0.11 | 0.11 | 0.11 | 0.11 | 0.11 | 0.11 | 0.11 | 0.11 | 0.11 | 0.11 | 0.11 | 0.11 | 0.11 | 0.11 | 0.11 | 0.11 | 0.11 | 0.11 | 0.11 | 0.11 | 0.11 | 0.11 | 0.11 | 0.11 | 0.11 | 0.11 | 0.11
22 | 0.11 | 0.11 | 0.11 | 0.11 | 0.11 | 0.11 | 0.11 | 0.11 | 0.11 | 0.11 | 0.11 | 0.11 | 0.11 | 0.11 | 0.11 | 0.11 | 0.11 | 0.11 | 0.11 | 0.11 | 0.11 | 0.11 | 0.11 | 0.11 | 0.11 | 0.11 | 0.11 | 0.11 | 0.11 | 0.11 | 0.11 | 0.11 | 0.11 | 0.11 | 0.11 | 0.11
23 | 0.11 | 0.11 | 0.11 | 0.11 | 0.11 | 0.11 | 0.11 | 0.11 | 0.11 | 0.11 | 0.11 | 0.11 | 0.11 | 0.11 | 0.11 | 0.11 | 0.11 | 0.11 | 0.11 | 0.11 | 0.11 | 0.11 | 0.11 | 0.11 | 0.11 | 0.11 | 0.11 | 0.11 | 0.11 | 0.11 | 0.11 | 0.11 | 0.11 | 0.11 | 0.11 | 0.11
24 | 0.11 | 0.11 | 0.11 | 0.11 | 0.11 | 0.11 | 0.11 | 0.11 | 0.11 | 0.11 | 0.11 | 0.11 | 0.11 | 0.11 | 0.11 | 0.11 | 0.11 | 0.11 | 0.11 | 0.11 | 0.11 | 0.11 | 0.11 | 0.11 | 0.11 | 0.11 | 0.11 | 0.11 | 0.11 | 0.11 | 0.11 | 0.11 | 0.11 | 0.11 | 0.11 | 0.11
25 | 0.11 | 0.11 | 0.11 | 0.11 | 0.11 | 0.11 | 0.11 | 0.11 | 0.11 | 0.11 | 0.11 | 0.11 | 0.11 | 0.11 | 0.11 | 0.11 | 0.11 | 0.11 | 0.11 | 0.11 | 0.11 | 0.11 | 0.11 | 0.11 | 0.11 | 0.11 | 0.11 | 0.11 | 0.11 | 0.11 | 0.11 | 0.11 | 0.11 | 0.11 | 0.11 | 0.11
26 | 0.11 | 0.11 | 0.11 | 0.11 | 0.11 | 0.11 | 0.11 | 0.11 | 0.11 | 0.11 | 0.11 | 0.11 | 0.11 | 0.11 | 0.11 | 0.11 | 0.11 | 0.11 | 0.11 | 0.11 | 0.11 | 0.11 | 0.11 | 0.11 | 0.11 | 0.11 | 0.11 | 0.11 | 0.11 | 0.11 | 0.11 | 0.11 | 0.11 | 0.11 | 0.11 | 0.11
27 | 0.11 | 0.11 | 0.11 | 0.11 | 0.11 | 0.11 | 0.11 | 0.11 | 0.11 | 0.11 | 0.11 | 0.11 | 0.11 | 0.11 | 0.11 | 0.11 | 0.11 | 0.11 | 0.11 | 0.11 | 0.11 | 0.11 | 0.11 | 0.11 | 0.11 | 0.11 | 0.11 | 0.11 | 0.11 | 0.11 | 0.11 | 0.11 | 0.11 | 0.11 | 0.11 | 0.11
28 | 0.11 | 0.11 | 0.11 | 0.11 | 0.11 | 0.11 | 0.11 | 0.11 | 0.11 | 0.11 | 0.11 | 0.11 | 0.11 | 0.11 | 0.11 | 0.11 | 0.11 | 0.11 | 0.11 | 0.11 | 0.11 | 0.11 | 0.11 | 0.11 | 0.11 | 0.11 | 0.11 | 0.11 | 0.11 | 0.11 | 0.11 | 0.11 | 0.11 | 0.11 | 0.11 | 0.11
29 | 0.11 | 0.11 | 0.11 | 0.11 | 0.11 | 0.11 | 0.11 | 0.11 | 0.11 | 0.11 | 0.11 | 0.11 | 0.11 | 0.11 | 0.11 | 0.11 | 0.11 | 0.11 | 0.11 | 0.11 | 0.11 | 0.11 | 0.11 | 0.11 | 0.11 | 0.11 | 0.11 | 0.11 | 0.11 | 0.11 | 0.11 | 0.11 | 0.11 | 0.11 | 0.11 | 0.11
30 | 0.11 | 0.11 | 0.11 | 0.11 | 0.11 | 0.11 | 0.11 | 0.11 | 0.11 | 0.11 | 0.11 | 0.11 | 0.11 | 0.11 | 0.11 | 0.11 | 0.11 | 0.11 | 0.11 | 0.11 | 0.11 | 0.11 | 0.11 | 0.11 | 0.11 | 0.11 | 0.11 | 0.11 | 0.11 | 0.11 | 0.11 | 0.11 | 0.11 | 0.11 | 0.11 | 0.11
31 | 0.11 | 0.11 | 0.11 | 0.11 | 0.11 | 0.11 | 0.11 | 0.11 | 0.11 | 0.11 | 0.11 | 0.11 | 0.11 | 0.11 | 0.11 | 0.11 | 0.11 | 0.11 | 0.11 | 0.11 | 0.11 | 0.11 | 0.11 | 0.11 | 0.11 | 0.11 | 0.11 | 0.11 | 0.11 | 0.11 | 0.11 | 0.11 | 0.11 | 0.11 | 0.11 | 0.11
32 | 0.11 | 0.11 | 0.11 | 0.11 | 0.11 | 0.11 | 0.11 | 0.11 | 0.11 | 0.11 | 0.11 | 0.11 | 0.11 | 0.11 | 0.11 | 0.11 | 0.11 | 0.11 | 0.11 | 0.11 | 0.11 | 0.11 | 0.11 | 0.11 | 0.11 | 0.11 | 0.11 | 0.11 | 0.11 | 0.11 | 0.11 | 0.11 | 0.11 | 0.11 | 0.11 | 0.11
33 | 0.11 | 0.11 | 0.11 | 0.11 | 0.11 | 0.11 | 0.11 | 0.11 | 0.11 | 0.11 | 0.11 | 0.11 | 0.11 | 0.11 | 0.11 | 0.11 | 0.11 | 0.11 | 0.11 | 0.11 | 0.11 | 0.11 | 0.11 | 0.11 | 0.11 | 0.11 | 0.11 | 0.11 | 0.11 | 0.11 | 0.11 | 0.11 | 0.11 | 0.11 | 0.11 | 0.11
34 | 0.11 | 0.11 | 0.11 | 0.11 | 0.11 | 0.11 | 0.11 | 0.11 | 0.11 | 0.11 | 0.11 | 0.11 | 0.11 | 0.11 | 0.11 | 0.11 | 0.11 | 0.11 | 0.11 | 0.11 | 0.11 | 0.11 | 0.11 | 0.11 | 0.11 | 0.11 | 0.11 | 0.11 | 0.11 | 0.11 | 0.11 | 0.11 | 0.11 | 0.11 | 0.11 | 0.11
35 | 0.11 | 0.11 | 0.11 | 0.11 | 0.11 | 0.11 | 0.11 | 0.11 | 0.11 | 0.11 | 0.11 | 0.11 | 0.11 | 0.11 | 0.11 | 0.11 | 0.11 | 0.11 | 0.11 | 0.11 | 0.11 | 0.11 | 0.11 | 0.11 | 0.11 | 0.11 | 0.11 | 0.11 | 0.11 | 0.11 | 0.11 | 0.11 | 0.11 | 0.11 | 0.11 | 0.11
36 | 0.11 | 0.11 | 0.11 | 0.11 | 0.11 | 0.11 | 0.11 | 0.11 | 0.11 | 0.11 | 0.11 | 0.11 | 0.11 | 0.11 | 0.11 | 0.11 | 0.11 | 0.11 | 0.11 | 0.11 | 0.11 | 0.11 | 0.11 | 0.11 | 0.11 | 0.11 | 0.11 | 0.11 | 0.11 | 0.11 | 0.11 | 0.11 | 0.11 | 0.11 | 0.11 | 0.11
37 | 0.11 | 0.11 | 0.11 | 0.11 | 0.11 | 0.11 | 0.11 | 0.11 | 0.11 | 0.11 | 0.11 | 0.11 | 0.11 | 0.11 | 0.11 | 0.11 | 0.11 | 0.11 | 0.11 | 0.11 | 0.11 | 0.11 | 0.11 | 0.11 | 0.11 | 0.11 | 0.11 | 0.11 | 0.11 | 0.11 | 0.11 | 0.11 | 0.11 | 0.11 | 0.11 | 0.11
38 | 0.11 | 0.11 | 0.11 | 0.11 | 0.11 | 0.11 | 0.11 | 0.11 | 0.11 | 0.11 | 0.11 | 0.11 | 0.11 | 0.11 | 0.11 | 0.11 | 0.11 | 0.11 | 0.11 | 0.11 | 0.11 | 0.11 | 0.11 | 0.11 | 0.11 | 0.11 | 0.11 | 0.11 | 0.11 | 0.11 | 0.11 | 0.11 | 0.11 | 0.11 | 0.11 | 0.11
39 | 0.11 | 0.11 | 0.11 | 0.11 | 0.11 | 0.11 | 0.11 | 0.11 | 0.11 | 0.11 | 0.11 | 0.11 | 0.11 | 0.11 | 0.11 | 0.11 | 0.11 | 0.11 | 0.11 | 0.11 | 0.11 | 0.11 | 0.11 | 0.11 | 0.11 | 0.11 | 0.11 | 0.11 | 0.11 | 0.11 | 0.11 | 0.11 | 0.11 | 0.11 | 0.11 | 0.11
40 | 0.11 | 0.11 | 0.11 | 0.11 | 0.11 | 0.11 | 0.11 | 0.11 | 0.11 | 0.11 | 0.11 | 0.11 | 0.11 | 0.11 | 0.11 | 0.11 | 0.11 | 0.11 | 0.11 | 0.11 | 0.11 | 0.11 | 0.11 | 0.11 | 0.11 | 0.11 | 0.11 | 0.11 | 0.11 | 0.11 | 0.11 | 0.11 | 0.11 | 0.11 | 0.11 | 0.11
41 | 0.11 | 0.11 | 0.11 | 0.11 | 0.11 | 0.11 | 0.11 | 0.11 | 0.11 | 0.11 | 0.11 | 0.11 | 0.11 | 0.11 | 0.11 | 0.11 | 0.11 | 0.11 | 0.11 | 0.11 | 0.11 | 0.11 | 0.11 | 0.11 | 0.11 | 0.11 | 0.11 | 0.11 | 0.11 | 0.11 | 0.11 | 0.11 | 0.11 | 0.11 | 0.11 | 0.11
42 | 0.11 | 0.11 | 0.11 | 0.11 | 0.11 | 0.11 | 0.11 | 0.11 | 0.11 | 0.11 | 0.11 | 0.11 | 0.11 | 0.11 | 0.11 | 0.11 | 0.11 | 0.11 | 0.11 | 0.11 | 0.11 | 0.11 | 0.11 | 0.11 | 0.11 | 0.11 | 0.11 | 0.11 | 0.11 | 0.11 | 0.11 | 0.11 | 0.11 | 0.11 | 0.11 | 0.11
43 | 0.11 | 0.11 | 0.11 | 0.11 | 0.11 | 0.11 | 0.11 | 0.11 | 0.11 | 0.11 | 0.11 | 0.11 | 0.11 | 0.11 | 0.11 | 0.11 | 0.11 | 0.11 | 0.11 | 0.11 | 0.11 | 0.11 | 0.11 | 0.11 | 0.11 | 0.11 | 0.11 | 0.11 | 0.11 | 0.11 | 0.11 | 0.11 | 0.11 | 0.11 | 0.11 | 0.11
44 | 0.11 | 0.11 | 0.11 | 0.11 | 0.11 | 0.11 | 0.11 | 0.11 | 0.11 | 0.11 | 0.11 | 0.11 | 0.11 | 0.11 | 0.11 | 0.11 | 0.11 | 0.11 | 0.11 | 0.11 | 0.11 | 0.11 | 0.11 | 0.11 | 0.11 | 0.11 | 0.11 | 0.11 | 0.11 | 0.11 | 0.11 | 0.11 | 0.11 | 0.11 | 0.11 | 0.11
45 | 0.11 | 0.11 | 0.11 | 0.11 | 0.11 | 0.11 | 0.11 | 0.11 | 0.11 | 0.11 | 0.11 | 0.11 | 0.11 | 0.11 | 0.11 | 0.11 | 0.11 | 0.11 | 0.11 | 0.11 | 0.11 | 0.11 | 0.11 | 0.11 | 0.11 | 0.11 | 0.11 | 0.11 | 0.11 | 0.11 | 0.11 | 0.11 | 0.11 | 0.11 | 0.11 | 0.11
46 | 0.11 | 0.11 | 0.11 | 0.11 | 0.11 | 0.11 | 0.11 | 0.11 | 0.11 | 0.11 | 0.11 | 0.11 | 0.11 | 0.11 | 0.11 | 0.11 | 0.11 | 0.11 | 0.11 | 0.11 | 0.11 | 0.11 | 0.11 | 0.11 | 0.11 | 0.11 | 0.11 | 0.11 | 0.11 | 0.11 | 0.11 | 0.11 | 0.11 | 0.11 | 0.11 | 0.11
47 | 0.11 | 0.11 | 0.11 | 0.11 | 0.11 | 0.11 | 0.11 | 0.11 | 0.11 | 0.11 | 0.11 | 0.11 | 0.11 | 0.11 | 0.11 | 0.11 | 0.11 | 0.11 | 0.11 | 0.11 | 0.11 | 0.11 | 0.11 | 0.11 | 0.11 | 0.11 | 0.11 | 0.11 | 0.11 | 0.11 | 0.11 | 0.11 | 0.11 | 0.11 | 0.11 | 0.11
48 | 0.11 | 0.11 | 0.11 | 0.11 | 0.11 | 0.11 | 0.11 | 0.11 | 0.11 | 0.11 | 0.11 | 0.11 | 0.11 | 0.11 | 0.11 | 0.11 | 0.11 | 0.11 | 0.11 | 0.11 | 0.11 | 0.11 | 0.11 | 0.11 | 0.11 | 0.11 | 0.11 | 0.11 | 0.11 | 0.11 | 0.11 | 0.11 | 0.11 | 0.11 | 0.11 | 0.11
49 | 0.11 | 0.11 | 0.11 | 0.11 | 0.11 | 0.11 | 0.11 | 0.11 | 0.11 | 0.11 | 0.11 | 0.11 | 0.11 | 0.11 | 0.11 | 0.11 | 0.11 | 0.11 | 0.11 | 0.11 | 0.11 | 0.11 | 0.11 | 0.11 | 0.11 | 0.11 | 0.11 | 0.11 | 0.11 | 0.11 | 0.11 | 0.11 | 0.11 | 0.11 | 0.11 | 0.11
50 | 0.11 | 0.11 | 0.11 | 0.11 | 0.11 | 0.11 | 0.11 | 0.11 | 0.11 | 0.11 | 0.11 | 0.11 | 0.11 | 0.11 | 0.11 | 0.11 | 0.11 | 0.11 | 0.11 | 0.11 | 0.11 | 0.11 | 0.11 | 0.11 | 0.11 | 0.11 | 0.11 | 0.11 | 0.11 | 0.11 | 0.11 | 0.11 | 0.11 | 0.11 | 0.11 | 0.11
51 | 0.11 | 0.11 | 0.11 | 0.11 | 0.11 | 0.11 | 0.11 | 0.11 | 0.11 | 0.11 | 0.11 | 0.11 | 0.11 | 0.11 | 0.11 | 0.11 | 0.11 | 0.11 | 0.11 | 0.11 | 0.11 | 0.11 | 0.11 | 0.11 | 0.11 | 0.11 | 0.11 | 0.11 | 0.11 | 0.11 | 0.11 | 0.11 | 0.11 | 0.11 | 0.11 | 0.11
52 | 0.11 | 0.11 | 0.11 | 0.11 | 0.11 | 0.11 | 0.11 | 0.11 | 0.11 | 0.11 | 0.11 | 0.11 | 0.11 | 0.11 | 0.11 | 0.11 | 0.11 | 0.11 | 0.11 | 0.11 | 0.11 | 0.11 | 0.11 | 0.11 | 0.11 | 0.11 | 0.11 | 0.11 | 0.11 | 0.11 | 0.11 | 0.11 | 0.11 | 0.11 | 0.11 | 0.11
| ALPHYSHHO0 |  |  | 0.11
| 2020 | 2021 | 2022 | 2023 | 2024 | 2025 | 2026 | 2027 | 2028 | 2029 | 2030 | 2031 | 2032 | 2033 | 2034 | 2035 | 2036 | 2037 | 2038 | 2039 | 2040 | 2041 | 2042 | 2043 | 2044 | 2045 | 2046 | 2047 | 2048 | 2049 | 2050 | 2051 | 2052 | 2053 | 2054 | 2055:=
1 | 0.11 | 0.11 | 0.11 | 0.11 | 0.11 | 0.11 | 0.11 | 0.11 | 0.11 | 0.11 | 0.11 | 0.11 | 0.11 | 0.11 | 0.11 | 0.11 | 0.11 | 0.11 | 0.11 | 0.11 | 0.11 | 0.11 | 0.11 | 0.11 | 0.11 | 0.11 | 0.11 | 0.11 | 0.11 | 0.11 | 0.11 | 0.11 | 0.11 | 0.11 | 0.11 | 0.11
2 | 0.11 | 0.11 | 0.11 | 0.11 | 0.11 | 0.11 | 0.11 | 0.11 | 0.11 | 0.11 | 0.11 | 0.11 | 0.11 | 0.11 | 0.11 | 0.11 | 0.11 | 0.11 | 0.11 | 0.11 | 0.11 | 0.11 | 0.11 | 0.11 | 0.11 | 0.11 | 0.11 | 0.11 | 0.11 | 0.11 | 0.11 | 0.11 | 0.11 | 0.11 | 0.11 | 0.11
3 | 0.11 | 0.11 | 0.11 | 0.11 | 0.11 | 0.11 | 0.11 | 0.11 | 0.11 | 0.11 | 0.11 | 0.11 | 0.11 | 0.11 | 0.11 | 0.11 | 0.11 | 0.11 | 0.11 | 0.11 | 0.11 | 0.11 | 0.11 | 0.11 | 0.11 | 0.11 | 0.11 | 0.11 | 0.11 | 0.11 | 0.11 | 0.11 | 0.11 | 0.11 | 0.11 | 0.11
4 | 0.11 | 0.11 | 0.11 | 0.11 | 0.11 | 0.11 | 0.11 | 0.11 | 0.11 | 0.11 | 0.11 | 0.11 | 0.11 | 0.11 | 0.11 | 0.11 | 0.11 | 0.11 | 0.11 | 0.11 | 0.11 | 0.11 | 0.11 | 0.11 | 0.11 | 0.11 | 0.11 | 0.11 | 0.11 | 0.11 | 0.11 | 0.11 | 0.11 | 0.11 | 0.11 | 0.11
5 | 0.11 | 0.11 | 0.11 | 0.11 | 0.11 | 0.11 | 0.11 | 0.11 | 0.11 | 0.11 | 0.11 | 0.11 | 0.11 | 0.11 | 0.11 | 0.11 | 0.11 | 0.11 | 0.11 | 0.11 | 0.11 | 0.11 | 0.11 | 0.11 | 0.11 | 0.11 | 0.11 | 0.11 | 0.11 | 0.11 | 0.11 | 0.11 | 0.11 | 0.11 | 0.11 | 0.11
6 | 0.11 | 0.11 | 0.11 | 0.11 | 0.11 | 0.11 | 0.11 | 0.11 | 0.11 | 0.11 | 0.11 | 0.11 | 0.11 | 0.11 | 0.11 | 0.11 | 0.11 | 0.11 | 0.11 | 0.11 | 0.11 | 0.11 | 0.11 | 0.11 | 0.11 | 0.11 | 0.11 | 0.11 | 0.11 | 0.11 | 0.11 | 0.11 | 0.11 | 0.11 | 0.11 | 0.11
7 | 0.11 | 0.11 | 0.11 | 0.11 | 0.11 | 0.11 | 0.11 | 0.11 | 0.11 | 0.11 | 0.11 | 0.11 | 0.11 | 0.11 | 0.11 | 0.11 | 0.11 | 0.11 | 0.11 | 0.11 | 0.11 | 0.11 | 0.11 | 0.11 | 0.11 | 0.11 | 0.11 | 0.11 | 0.11 | 0.11 | 0.11 | 0.11 | 0.11 | 0.11 | 0.11 | 0.11
8 | 0.11 | 0.11 | 0.11 | 0.11 | 0.11 | 0.11 | 0.11 | 0.11 | 0.11 | 0.11 | 0.11 | 0.11 | 0.11 | 0.11 | 0.11 | 0.11 | 0.11 | 0.11 | 0.11 | 0.11 | 0.11 | 0.11 | 0.11 | 0.11 | 0.11 | 0.11 | 0.11 | 0.11 | 0.11 | 0.11 | 0.11 | 0.11 | 0.11 | 0.11 | 0.11 | 0.11
9 | 0.11 | 0.11 | 0.11 | 0.11 | 0.11 | 0.11 | 0.11 | 0.11 | 0.11 | 0.11 | 0.11 | 0.11 | 0.11 | 0.11 | 0.11 | 0.11 | 0.11 | 0.11 | 0.11 | 0.11 | 0.11 | 0.11 | 0.11 | 0.11 | 0.11 | 0.11 | 0.11 | 0.11 | 0.11 | 0.11 | 0.11 | 0.11 | 0.11 | 0.11 | 0.11 | 0.11
10 | 0.11 | 0.11 | 0.11 | 0.11 | 0.11 | 0.11 | 0.11 | 0.11 | 0.11 | 0.11 | 0.11 | 0.11 | 0.11 | 0.11 | 0.11 | 0.11 | 0.11 | 0.11 | 0.11 | 0.11 | 0.11 | 0.11 | 0.11 | 0.11 | 0.11 | 0.11 | 0.11 | 0.11 | 0.11 | 0.11 | 0.11 | 0.11 | 0.11 | 0.11 | 0.11 | 0.11
11 | 0.11 | 0.11 | 0.11 | 0.11 | 0.11 | 0.11 | 0.11 | 0.11 | 0.11 | 0.11 | 0.11 | 0.11 | 0.11 | 0.11 | 0.11 | 0.11 | 0.11 | 0.11 | 0.11 | 0.11 | 0.11 | 0.11 | 0.11 | 0.11 | 0.11 | 0.11 | 0.11 | 0.11 | 0.11 | 0.11 | 0.11 | 0.11 | 0.11 | 0.11 | 0.11 | 0.11
12 | 0.11 | 0.11 | 0.11 | 0.11 | 0.11 | 0.11 | 0.11 | 0.11 | 0.11 | 0.11 | 0.11 | 0.11 | 0.11 | 0.11 | 0.11 | 0.11 | 0.11 | 0.11 | 0.11 | 0.11 | 0.11 | 0.11 | 0.11 | 0.11 | 0.11 | 0.11 | 0.11 | 0.11 | 0.11 | 0.11 | 0.11 | 0.11 | 0.11 | 0.11 | 0.11 | 0.11
13 | 0.11 | 0.11 | 0.11 | 0.11 | 0.11 | 0.11 | 0.11 | 0.11 | 0.11 | 0.11 | 0.11 | 0.11 | 0.11 | 0.11 | 0.11 | 0.11 | 0.11 | 0.11 | 0.11 | 0.11 | 0.11 | 0.11 | 0.11 | 0.11 | 0.11 | 0.11 | 0.11 | 0.11 | 0.11 | 0.11 | 0.11 | 0.11 | 0.11 | 0.11 | 0.11 | 0.11
14 | 0.11 | 0.11 | 0.11 | 0.11 | 0.11 | 0.11 | 0.11 | 0.11 | 0.11 | 0.11 | 0.11 | 0.11 | 0.11 | 0.11 | 0.11 | 0.11 | 0.11 | 0.11 | 0.11 | 0.11 | 0.11 | 0.11 | 0.11 | 0.11 | 0.11 | 0.11 | 0.11 | 0.11 | 0.11 | 0.11 | 0.11 | 0.11 | 0.11 | 0.11 | 0.11 | 0.11
15 | 0.11 | 0.11 | 0.11 | 0.11 | 0.11 | 0.11 | 0.11 | 0.11 | 0.11 | 0.11 | 0.11 | 0.11 | 0.11 | 0.11 | 0.11 | 0.11 | 0.11 | 0.11 | 0.11 | 0.11 | 0.11 | 0.11 | 0.11 | 0.11 | 0.11 | 0.11 | 0.11 | 0.11 | 0.11 | 0.11 | 0.11 | 0.11 | 0.11 | 0.11 | 0.11 | 0.11
16 | 0.11 | 0.11 | 0.11 | 0.11 | 0.11 | 0.11 | 0.11 | 0.11 | 0.11 | 0.11 | 0.11 | 0.11 | 0.11 | 0.11 | 0.11 | 0.11 | 0.11 | 0.11 | 0.11 | 0.11 | 0.11 | 0.11 | 0.11 | 0.11 | 0.11 | 0.11 | 0.11 | 0.11 | 0.11 | 0.11 | 0.11 | 0.11 | 0.11 | 0.11 | 0.11 | 0.11
17 | 0.11 | 0.11 | 0.11 | 0.11 | 0.11 | 0.11 | 0.11 | 0.11 | 0.11 | 0.11 | 0.11 | 0.11 | 0.11 | 0.11 | 0.11 | 0.11 | 0.11 | 0.11 | 0.11 | 0.11 | 0.11 | 0.11 | 0.11 | 0.11 | 0.11 | 0.11 | 0.11 | 0.11 | 0.11 | 0.11 | 0.11 | 0.11 | 0.11 | 0.11 | 0.11 | 0.11
18 | 0.11 | 0.11 | 0.11 | 0.11 | 0.11 | 0.11 | 0.11 | 0.11 | 0.11 | 0.11 | 0.11 | 0.11 | 0.11 | 0.11 | 0.11 | 0.11 | 0.11 | 0.11 | 0.11 | 0.11 | 0.11 | 0.11 | 0.11 | 0.11 | 0.11 | 0.11 | 0.11 | 0.11 | 0.11 | 0.11 | 0.11 | 0.11 | 0.11 | 0.11 | 0.11 | 0.11
19 | 0.11 | 0.11 | 0.11 | 0.11 | 0.11 | 0.11 | 0.11 | 0.11 | 0.11 | 0.11 | 0.11 | 0.11 | 0.11 | 0.11 | 0.11 | 0.11 | 0.11 | 0.11 | 0.11 | 0.11 | 0.11 | 0.11 | 0.11 | 0.11 | 0.11 | 0.11 | 0.11 | 0.11 | 0.11 | 0.11 | 0.11 | 0.11 | 0.11 | 0.11 | 0.11 | 0.11
20 | 0.11 | 0.11 | 0.11 | 0.11 | 0.11 | 0.11 | 0.11 | 0.11 | 0.11 | 0.11 | 0.11 | 0.11 | 0.11 | 0.11 | 0.11 | 0.11 | 0.11 | 0.11 | 0.11 | 0.11 | 0.11 | 0.11 | 0.11 | 0.11 | 0.11 | 0.11 | 0.11 | 0.11 | 0.11 | 0.11 | 0.11 | 0.11 | 0.11 | 0.11 | 0.11 | 0.11
21 | 0.11 | 0.11 | 0.11 | 0.11 | 0.11 | 0.11 | 0.11 | 0.11 | 0.11 | 0.11 | 0.11 | 0.11 | 0.11 | 0.11 | 0.11 | 0.11 | 0.11 | 0.11 | 0.11 | 0.11 | 0.11 | 0.11 | 0.11 | 0.11 | 0.11 | 0.11 | 0.11 | 0.11 | 0.11 | 0.11 | 0.11 | 0.11 | 0.11 | 0.11 | 0.11 | 0.11
22 | 0.11 | 0.11 | 0.11 | 0.11 | 0.11 | 0.11 | 0.11 | 0.11 | 0.11 | 0.11 | 0.11 | 0.11 | 0.11 | 0.11 | 0.11 | 0.11 | 0.11 | 0.11 | 0.11 | 0.11 | 0.11 | 0.11 | 0.11 | 0.11 | 0.11 | 0.11 | 0.11 | 0.11 | 0.11 | 0.11 | 0.11 | 0.11 | 0.11 | 0.11 | 0.11 | 0.11
23 | 0.11 | 0.11 | 0.11 | 0.11 | 0.11 | 0.11 | 0.11 | 0.11 | 0.11 | 0.11 | 0.11 | 0.11 | 0.11 | 0.11 | 0.11 | 0.11 | 0.11 | 0.11 | 0.11 | 0.11 | 0.11 | 0.11 | 0.11 | 0.11 | 0.11 | 0.11 | 0.11 | 0.11 | 0.11 | 0.11 | 0.11 | 0.11 | 0.11 | 0.11 | 0.11 | 0.11
24 | 0.11 | 0.11 | 0.11 | 0.11 | 0.11 | 0.11 | 0.11 | 0.11 | 0.11 | 0.11 | 0.11 | 0.11 | 0.11 | 0.11 | 0.11 | 0.11 | 0.11 | 0.11 | 0.11 | 0.11 | 0.11 | 0.11 | 0.11 | 0.11 | 0.11 | 0.11 | 0.11 | 0.11 | 0.11 | 0.11 | 0.11 | 0.11 | 0.11 | 0.11 | 0.11 | 0.11
25 | 0.11 | 0.11 | 0.11 | 0.11 | 0.11 | 0.11 | 0.11 | 0.11 | 0.11 | 0.11 | 0.11 | 0.11 | 0.11 | 0.11 | 0.11 | 0.11 | 0.11 | 0.11 | 0.11 | 0.11 | 0.11 | 0.11 | 0.11 | 0.11 | 0.11 | 0.11 | 0.11 | 0.11 | 0.11 | 0.11 | 0.11 | 0.11 | 0.11 | 0.11 | 0.11 | 0.11
26 | 0.11 | 0.11 | 0.11 | 0.11 | 0.11 | 0.11 | 0.11 | 0.11 | 0.11 | 0.11 | 0.11 | 0.11 | 0.11 | 0.11 | 0.11 | 0.11 | 0.11 | 0.11 | 0.11 | 0.11 | 0.11 | 0.11 | 0.11 | 0.11 | 0.11 | 0.11 | 0.11 | 0.11 | 0.11 | 0.11 | 0.11 | 0.11 | 0.11 | 0.11 | 0.11 | 0.11
27 | 0.11 | 0.11 | 0.11 | 0.11 | 0.11 | 0.11 | 0.11 | 0.11 | 0.11 | 0.11 | 0.11 | 0.11 | 0.11 | 0.11 | 0.11 | 0.11 | 0.11 | 0.11 | 0.11 | 0.11 | 0.11 | 0.11 | 0.11 | 0.11 | 0.11 | 0.11 | 0.11 | 0.11 | 0.11 | 0.11 | 0.11 | 0.11 | 0.11 | 0.11 | 0.11 | 0.11
28 | 0.11 | 0.11 | 0.11 | 0.11 | 0.11 | 0.11 | 0.11 | 0.11 | 0.11 | 0.11 | 0.11 | 0.11 | 0.11 | 0.11 | 0.11 | 0.11 | 0.11 | 0.11 | 0.11 | 0.11 | 0.11 | 0.11 | 0.11 | 0.11 | 0.11 | 0.11 | 0.11 | 0.11 | 0.11 | 0.11 | 0.11 | 0.11 | 0.11 | 0.11 | 0.11 | 0.11
29 | 0.11 | 0.11 | 0.11 | 0.11 | 0.11 | 0.11 | 0.11 | 0.11 | 0.11 | 0.11 | 0.11 | 0.11 | 0.11 | 0.11 | 0.11 | 0.11 | 0.11 | 0.11 | 0.11 | 0.11 | 0.11 | 0.11 | 0.11 | 0.11 | 0.11 | 0.11 | 0.11 | 0.11 | 0.11 | 0.11 | 0.11 | 0.11 | 0.11 | 0.11 | 0.11 | 0.11
30 | 0.11 | 0.11 | 0.11 | 0.11 | 0.11 | 0.11 | 0.11 | 0.11 | 0.11 | 0.11 | 0.11 | 0.11 | 0.11 | 0.11 | 0.11 | 0.11 | 0.11 | 0.11 | 0.11 | 0.11 | 0.11 | 0.11 | 0.11 | 0.11 | 0.11 | 0.11 | 0.11 | 0.11 | 0.11 | 0.11 | 0.11 | 0.11 | 0.11 | 0.11 | 0.11 | 0.11
31 | 0.11 | 0.11 | 0.11 | 0.11 | 0.11 | 0.11 | 0.11 | 0.11 | 0.11 | 0.11 | 0.11 | 0.11 | 0.11 | 0.11 | 0.11 | 0.11 | 0.11 | 0.11 | 0.11 | 0.11 | 0.11 | 0.11 | 0.11 | 0.11 | 0.11 | 0.11 | 0.11 | 0.11 | 0.11 | 0.11 | 0.11 | 0.11 | 0.11 | 0.11 | 0.11 | 0.11
32 | 0.11 | 0.11 | 0.11 | 0.11 | 0.11 | 0.11 | 0.11 | 0.11 | 0.11 | 0.11 | 0.11 | 0.11 | 0.11 | 0.11 | 0.11 | 0.11 | 0.11 | 0.11 | 0.11 | 0.11 | 0.11 | 0.11 | 0.11 | 0.11 | 0.11 | 0.11 | 0.11 | 0.11 | 0.11 | 0.11 | 0.11 | 0.11 | 0.11 | 0.11 | 0.11 | 0.11
33 | 0.11 | 0.11 | 0.11 | 0.11 | 0.11 | 0.11 | 0.11 | 0.11 | 0.11 | 0.11 | 0.11 | 0.11 | 0.11 | 0.11 | 0.11 | 0.11 | 0.11 | 0.11 | 0.11 | 0.11 | 0.11 | 0.11 | 0.11 | 0.11 | 0.11 | 0.11 | 0.11 | 0.11 | 0.11 | 0.11 | 0.11 | 0.11 | 0.11 | 0.11 | 0.11 | 0.11
34 | 0.11 | 0.11 | 0.11 | 0.11 | 0.11 | 0.11 | 0.11 | 0.11 | 0.11 | 0.11 | 0.11 | 0.11 | 0.11 | 0.11 | 0.11 | 0.11 | 0.11 | 0.11 | 0.11 | 0.11 | 0.11 | 0.11 | 0.11 | 0.11 | 0.11 | 0.11 | 0.11 | 0.11 | 0.11 | 0.11 | 0.11 | 0.11 | 0.11 | 0.11 | 0.11 | 0.11
35 | 0.11 | 0.11 | 0.11 | 0.11 | 0.11 | 0.11 | 0.11 | 0.11 | 0.11 | 0.11 | 0.11 | 0.11 | 0.11 | 0.11 | 0.11 | 0.11 | 0.11 | 0.11 | 0.11 | 0.11 | 0.11 | 0.11 | 0.11 | 0.11 | 0.11 | 0.11 | 0.11 | 0.11 | 0.11 | 0.11 | 0.11 | 0.11 | 0.11 | 0.11 | 0.11 | 0.11
36 | 0.11 | 0.11 | 0.11 | 0.11 | 0.11 | 0.11 | 0.11 | 0.11 | 0.11 | 0.11 | 0.11 | 0.11 | 0.11 | 0.11 | 0.11 | 0.11 | 0.11 | 0.11 | 0.11 | 0.11 | 0.11 | 0.11 | 0.11 | 0.11 | 0.11 | 0.11 | 0.11 | 0.11 | 0.11 | 0.11 | 0.11 | 0.11 | 0.11 | 0.11 | 0.11 | 0.11
37 | 0.11 | 0.11 | 0.11 | 0.11 | 0.11 | 0.11 | 0.11 | 0.11 | 0.11 | 0.11 | 0.11 | 0.11 | 0.11 | 0.11 | 0.11 | 0.11 | 0.11 | 0.11 | 0.11 | 0.11 | 0.11 | 0.11 | 0.11 | 0.11 | 0.11 | 0.11 | 0.11 | 0.11 | 0.11 | 0.11 | 0.11 | 0.11 | 0.11 | 0.11 | 0.11 | 0.11
38 | 0.11 | 0.11 | 0.11 | 0.11 | 0.11 | 0.11 | 0.11 | 0.11 | 0.11 | 0.11 | 0.11 | 0.11 | 0.11 | 0.11 | 0.11 | 0.11 | 0.11 | 0.11 | 0.11 | 0.11 | 0.11 | 0.11 | 0.11 | 0.11 | 0.11 | 0.11 | 0.11 | 0.11 | 0.11 | 0.11 | 0.11 | 0.11 | 0.11 | 0.11 | 0.11 | 0.11
39 | 0.11 | 0.11 | 0.11 | 0.11 | 0.11 | 0.11 | 0.11 | 0.11 | 0.11 | 0.11 | 0.11 | 0.11 | 0.11 | 0.11 | 0.11 | 0.11 | 0.11 | 0.11 | 0.11 | 0.11 | 0.11 | 0.11 | 0.11 | 0.11 | 0.11 | 0.11 | 0.11 | 0.11 | 0.11 | 0.11 | 0.11 | 0.11 | 0.11 | 0.11 | 0.11 | 0.11
40 | 0.11 | 0.11 | 0.11 | 0.11 | 0.11 | 0.11 | 0.11 | 0.11 | 0.11 | 0.11 | 0.11 | 0.11 | 0.11 | 0.11 | 0.11 | 0.11 | 0.11 | 0.11 | 0.11 | 0.11 | 0.11 | 0.11 | 0.11 | 0.11 | 0.11 | 0.11 | 0.11 | 0.11 | 0.11 | 0.11 | 0.11 | 0.11 | 0.11 | 0.11 | 0.11 | 0.11
41 | 0.11 | 0.11 | 0.11 | 0.11 | 0.11 | 0.11 | 0.11 | 0.11 | 0.11 | 0.11 | 0.11 | 0.11 | 0.11 | 0.11 | 0.11 | 0.11 | 0.11 | 0.11 | 0.11 | 0.11 | 0.11 | 0.11 | 0.11 | 0.11 | 0.11 | 0.11 | 0.11 | 0.11 | 0.11 | 0.11 | 0.11 | 0.11 | 0.11 | 0.11 | 0.11 | 0.11
42 | 0.11 | 0.11 | 0.11 | 0.11 | 0.11 | 0.11 | 0.11 | 0.11 | 0.11 | 0.11 | 0.11 | 0.11 | 0.11 | 0.11 | 0.11 | 0.11 | 0.11 | 0.11 | 0.11 | 0.11 | 0.11 | 0.11 | 0.11 | 0.11 | 0.11 | 0.11 | 0.11 | 0.11 | 0.11 | 0.11 | 0.11 | 0.11 | 0.11 | 0.11 | 0.11 | 0.11
43 | 0.11 | 0.11 | 0.11 | 0.11 | 0.11 | 0.11 | 0.11 | 0.11 | 0.11 | 0.11 | 0.11 | 0.11 | 0.11 | 0.11 | 0.11 | 0.11 | 0.11 | 0.11 | 0.11 | 0.11 | 0.11 | 0.11 | 0.11 | 0.11 | 0.11 | 0.11 | 0.11 | 0.11 | 0.11 | 0.11 | 0.11 | 0.11 | 0.11 | 0.11 | 0.11 | 0.11
44 | 0.11 | 0.11 | 0.11 | 0.11 | 0.11 | 0.11 | 0.11 | 0.11 | 0.11 | 0.11 | 0.11 | 0.11 | 0.11 | 0.11 | 0.11 | 0.11 | 0.11 | 0.11 | 0.11 | 0.11 | 0.11 | 0.11 | 0.11 | 0.11 | 0.11 | 0.11 | 0.11 | 0.11 | 0.11 | 0.11 | 0.11 | 0.11 | 0.11 | 0.11 | 0.11 | 0.11
45 | 0.11 | 0.11 | 0.11 | 0.11 | 0.11 | 0.11 | 0.11 | 0.11 | 0.11 | 0.11 | 0.11 | 0.11 | 0.11 | 0.11 | 0.11 | 0.11 | 0.11 | 0.11 | 0.11 | 0.11 | 0.11 | 0.11 | 0.11 | 0.11 | 0.11 | 0.11 | 0.11 | 0.11 | 0.11 | 0.11 | 0.11 | 0.11 | 0.11 | 0.11 | 0.11 | 0.11
46 | 0.11 | 0.11 | 0.11 | 0.11 | 0.11 | 0.11 | 0.11 | 0.11 | 0.11 | 0.11 | 0.11 | 0.11 | 0.11 | 0.11 | 0.11 | 0.11 | 0.11 | 0.11 | 0.11 | 0.11 | 0.11 | 0.11 | 0.11 | 0.11 | 0.11 | 0.11 | 0.11 | 0.11 | 0.11 | 0.11 | 0.11 | 0.11 | 0.11 | 0.11 | 0.11 | 0.11
47 | 0.11 | 0.11 | 0.11 | 0.11 | 0.11 | 0.11 | 0.11 | 0.11 | 0.11 | 0.11 | 0.11 | 0.11 | 0.11 | 0.11 | 0.11 | 0.11 | 0.11 | 0.11 | 0.11 | 0.11 | 0.11 | 0.11 | 0.11 | 0.11 | 0.11 | 0.11 | 0.11 | 0.11 | 0.11 | 0.11 | 0.11 | 0.11 | 0.11 | 0.11 | 0.11 | 0.11
48 | 0.11 | 0.11 | 0.11 | 0.11 | 0.11 | 0.11 | 0.11 | 0.11 | 0.11 | 0.11 | 0.11 | 0.11 | 0.11 | 0.11 | 0.11 | 0.11 | 0.11 | 0.11 | 0.11 | 0.11 | 0.11 | 0.11 | 0.11 | 0.11 | 0.11 | 0.11 | 0.11 | 0.11 | 0.11 | 0.11 | 0.11 | 0.11 | 0.11 | 0.11 | 0.11 | 0.11
49 | 0.11 | 0.11 | 0.11 | 0.11 | 0.11 | 0.11 | 0.11 | 0.11 | 0.11 | 0.11 | 0.11 | 0.11 | 0.11 | 0.11 | 0.11 | 0.11 | 0.11 | 0.11 | 0.11 | 0.11 | 0.11 | 0.11 | 0.11 | 0.11 | 0.11 | 0.11 | 0.11 | 0.11 | 0.11 | 0.11 | 0.11 | 0.11 | 0.11 | 0.11 | 0.11 | 0.11
50 | 0.11 | 0.11 | 0.11 | 0.11 | 0.11 | 0.11 | 0.11 | 0.11 | 0.11 | 0.11 | 0.11 | 0.11 | 0.11 | 0.11 | 0.11 | 0.11 | 0.11 | 0.11 | 0.11 | 0.11 | 0.11 | 0.11 | 0.11 | 0.11 | 0.11 | 0.11 | 0.11 | 0.11 | 0.11 | 0.11 | 0.11 | 0.11 | 0.11 | 0.11 | 0.11 | 0.11
51 | 0.11 | 0.11 | 0.11 | 0.11 | 0.11 | 0.11 | 0.11 | 0.11 | 0.11 | 0.11 | 0.11 | 0.11 | 0.11 | 0.11 | 0.11 | 0.11 | 0.11 | 0.11 | 0.11 | 0.11 | 0.11 | 0.11 | 0.11 | 0.11 | 0.11 | 0.11 | 0.11 | 0.11 | 0.11 | 0.11 | 0.11 | 0.11 | 0.11 | 0.11 | 0.11 | 0.11
52 | 0.11 | 0.11 | 0.11 | 0.11 | 0.11 | 0.11 | 0.11 | 0.11 | 0.11 | 0.11 | 0.11 | 0.11 | 0.11 | 0.11 | 0.11 | 0.11 | 0.11 | 0.11 | 0.11 | 0.11 | 0.11 | 0.11 | 0.11 | 0.11 | 0.11 | 0.11 | 0.11 | 0.11 | 0.11 | 0.11 | 0.11 | 0.11 | 0.11 | 0.11 | 0.11 | 0.11
| ALPNGCCHO0 |  |  | 0.3 |  |  | Vlore TPP phase out
| 2020 | 2021 | 2022 | 2023 | 2024 | 2025 | 2026 | 2027 | 2028 | 2029 | 2030 | 2031 | 2032 | 2033 | 2034 | 2035 | 2036 | 2037 | 2038 | 2039 | 2040 | 2041 | 2042 | 2043 | 2044 | 2045 | 2046 | 2047 | 2048 | 2049 | 2050 | 2051 | 2052 | 2053 | 2054 | 2055:=
1 | 0.3 | 0.3 | 0.3 | 0.3 | 0.3 | 0.3 | 0 | 0 | 0 | 0 | 0 | 0 | 0 | 0 | 0 | 0 | 0 | 0 | 0 | 0 | 0 | 0 | 0 | 0 | 0 | 0 | 0 | 0 | 0 | 0 | 0 | 0 | 0 | 0 | 0 | 0
2 | 0.3 | 0.3 | 0.3 | 0.3 | 0.3 | 0.3 | 0 | 0 | 0 | 0 | 0 | 0 | 0 | 0 | 0 | 0 | 0 | 0 | 0 | 0 | 0 | 0 | 0 | 0 | 0 | 0 | 0 | 0 | 0 | 0 | 0 | 0 | 0 | 0 | 0 | 0
3 | 0.3 | 0.3 | 0.3 | 0.3 | 0.3 | 0.3 | 0 | 0 | 0 | 0 | 0 | 0 | 0 | 0 | 0 | 0 | 0 | 0 | 0 | 0 | 0 | 0 | 0 | 0 | 0 | 0 | 0 | 0 | 0 | 0 | 0 | 0 | 0 | 0 | 0 | 0
4 | 0.3 | 0.3 | 0.3 | 0.3 | 0.3 | 0.3 | 0 | 0 | 0 | 0 | 0 | 0 | 0 | 0 | 0 | 0 | 0 | 0 | 0 | 0 | 0 | 0 | 0 | 0 | 0 | 0 | 0 | 0 | 0 | 0 | 0 | 0 | 0 | 0 | 0 | 0
5 | 0.3 | 0.3 | 0.3 | 0.3 | 0.3 | 0.3 | 0 | 0 | 0 | 0 | 0 | 0 | 0 | 0 | 0 | 0 | 0 | 0 | 0 | 0 | 0 | 0 | 0 | 0 | 0 | 0 | 0 | 0 | 0 | 0 | 0 | 0 | 0 | 0 | 0 | 0
6 | 0.3 | 0.3 | 0.3 | 0.3 | 0.3 | 0.3 | 0 | 0 | 0 | 0 | 0 | 0 | 0 | 0 | 0 | 0 | 0 | 0 | 0 | 0 | 0 | 0 | 0 | 0 | 0 | 0 | 0 | 0 | 0 | 0 | 0 | 0 | 0 | 0 | 0 | 0
7 | 0.3 | 0.3 | 0.3 | 0.3 | 0.3 | 0.3 | 0 | 0 | 0 | 0 | 0 | 0 | 0 | 0 | 0 | 0 | 0 | 0 | 0 | 0 | 0 | 0 | 0 | 0 | 0 | 0 | 0 | 0 | 0 | 0 | 0 | 0 | 0 | 0 | 0 | 0
8 | 0.3 | 0.3 | 0.3 | 0.3 | 0.3 | 0.3 | 0 | 0 | 0 | 0 | 0 | 0 | 0 | 0 | 0 | 0 | 0 | 0 | 0 | 0 | 0 | 0 | 0 | 0 | 0 | 0 | 0 | 0 | 0 | 0 | 0 | 0 | 0 | 0 | 0 | 0
9 | 0.3 | 0.3 | 0.3 | 0.3 | 0.3 | 0.3 | 0 | 0 | 0 | 0 | 0 | 0 | 0 | 0 | 0 | 0 | 0 | 0 | 0 | 0 | 0 | 0 | 0 | 0 | 0 | 0 | 0 | 0 | 0 | 0 | 0 | 0 | 0 | 0 | 0 | 0
10 | 0.3 | 0.3 | 0.3 | 0.3 | 0.3 | 0.3 | 0 | 0 | 0 | 0 | 0 | 0 | 0 | 0 | 0 | 0 | 0 | 0 | 0 | 0 | 0 | 0 | 0 | 0 | 0 | 0 | 0 | 0 | 0 | 0 | 0 | 0 | 0 | 0 | 0 | 0
11 | 0.3 | 0.3 | 0.3 | 0.3 | 0.3 | 0.3 | 0 | 0 | 0 | 0 | 0 | 0 | 0 | 0 | 0 | 0 | 0 | 0 | 0 | 0 | 0 | 0 | 0 | 0 | 0 | 0 | 0 | 0 | 0 | 0 | 0 | 0 | 0 | 0 | 0 | 0
12 | 0.3 | 0.3 | 0.3 | 0.3 | 0.3 | 0.3 | 0 | 0 | 0 | 0 | 0 | 0 | 0 | 0 | 0 | 0 | 0 | 0 | 0 | 0 | 0 | 0 | 0 | 0 | 0 | 0 | 0 | 0 | 0 | 0 | 0 | 0 | 0 | 0 | 0 | 0
13 | 0.3 | 0.3 | 0.3 | 0.3 | 0.3 | 0.3 | 0 | 0 | 0 | 0 | 0 | 0 | 0 | 0 | 0 | 0 | 0 | 0 | 0 | 0 | 0 | 0 | 0 | 0 | 0 | 0 | 0 | 0 | 0 | 0 | 0 | 0 | 0 | 0 | 0 | 0
14 | 0.3 | 0.3 | 0.3 | 0.3 | 0.3 | 0.3 | 0 | 0 | 0 | 0 | 0 | 0 | 0 | 0 | 0 | 0 | 0 | 0 | 0 | 0 | 0 | 0 | 0 | 0 | 0 | 0 | 0 | 0 | 0 | 0 | 0 | 0 | 0 | 0 | 0 | 0
15 | 0.3 | 0.3 | 0.3 | 0.3 | 0.3 | 0.3 | 0 | 0 | 0 | 0 | 0 | 0 | 0 | 0 | 0 | 0 | 0 | 0 | 0 | 0 | 0 | 0 | 0 | 0 | 0 | 0 | 0 | 0 | 0 | 0 | 0 | 0 | 0 | 0 | 0 | 0
16 | 0.3 | 0.3 | 0.3 | 0.3 | 0.3 | 0.3 | 0 | 0 | 0 | 0 | 0 | 0 | 0 | 0 | 0 | 0 | 0 | 0 | 0 | 0 | 0 | 0 | 0 | 0 | 0 | 0 | 0 | 0 | 0 | 0 | 0 | 0 | 0 | 0 | 0 | 0
17 | 0.3 | 0.3 | 0.3 | 0.3 | 0.3 | 0.3 | 0 | 0 | 0 | 0 | 0 | 0 | 0 | 0 | 0 | 0 | 0 | 0 | 0 | 0 | 0 | 0 | 0 | 0 | 0 | 0 | 0 | 0 | 0 | 0 | 0 | 0 | 0 | 0 | 0 | 0
18 | 0.3 | 0.3 | 0.3 | 0.3 | 0.3 | 0.3 | 0 | 0 | 0 | 0 | 0 | 0 | 0 | 0 | 0 | 0 | 0 | 0 | 0 | 0 | 0 | 0 | 0 | 0 | 0 | 0 | 0 | 0 | 0 | 0 | 0 | 0 | 0 | 0 | 0 | 0
19 | 0.3 | 0.3 | 0.3 | 0.3 | 0.3 | 0.3 | 0 | 0 | 0 | 0 | 0 | 0 | 0 | 0 | 0 | 0 | 0 | 0 | 0 | 0 | 0 | 0 | 0 | 0 | 0 | 0 | 0 | 0 | 0 | 0 | 0 | 0 | 0 | 0 | 0 | 0
20 | 0.3 | 0.3 | 0.3 | 0.3 | 0.3 | 0.3 | 0 | 0 | 0 | 0 | 0 | 0 | 0 | 0 | 0 | 0 | 0 | 0 | 0 | 0 | 0 | 0 | 0 | 0 | 0 | 0 | 0 | 0 | 0 | 0 | 0 | 0 | 0 | 0 | 0 | 0
21 | 0.3 | 0.3 | 0.3 | 0.3 | 0.3 | 0.3 | 0 | 0 | 0 | 0 | 0 | 0 | 0 | 0 | 0 | 0 | 0 | 0 | 0 | 0 | 0 | 0 | 0 | 0 | 0 | 0 | 0 | 0 | 0 | 0 | 0 | 0 | 0 | 0 | 0 | 0
22 | 0.3 | 0.3 | 0.3 | 0.3 | 0.3 | 0.3 | 0 | 0 | 0 | 0 | 0 | 0 | 0 | 0 | 0 | 0 | 0 | 0 | 0 | 0 | 0 | 0 | 0 | 0 | 0 | 0 | 0 | 0 | 0 | 0 | 0 | 0 | 0 | 0 | 0 | 0
23 | 0.3 | 0.3 | 0.3 | 0.3 | 0.3 | 0.3 | 0 | 0 | 0 | 0 | 0 | 0 | 0 | 0 | 0 | 0 | 0 | 0 | 0 | 0 | 0 | 0 | 0 | 0 | 0 | 0 | 0 | 0 | 0 | 0 | 0 | 0 | 0 | 0 | 0 | 0
24 | 0.3 | 0.3 | 0.3 | 0.3 | 0.3 | 0.3 | 0 | 0 | 0 | 0 | 0 | 0 | 0 | 0 | 0 | 0 | 0 | 0 | 0 | 0 | 0 | 0 | 0 | 0 | 0 | 0 | 0 | 0 | 0 | 0 | 0 | 0 | 0 | 0 | 0 | 0
25 | 0.3 | 0.3 | 0.3 | 0.3 | 0.3 | 0.3 | 0 | 0 | 0 | 0 | 0 | 0 | 0 | 0 | 0 | 0 | 0 | 0 | 0 | 0 | 0 | 0 | 0 | 0 | 0 | 0 | 0 | 0 | 0 | 0 | 0 | 0 | 0 | 0 | 0 | 0
26 | 0.3 | 0.3 | 0.3 | 0.3 | 0.3 | 0.3 | 0 | 0 | 0 | 0 | 0 | 0 | 0 | 0 | 0 | 0 | 0 | 0 | 0 | 0 | 0 | 0 | 0 | 0 | 0 | 0 | 0 | 0 | 0 | 0 | 0 | 0 | 0 | 0 | 0 | 0
27 | 0.3 | 0.3 | 0.3 | 0.3 | 0.3 | 0.3 | 0 | 0 | 0 | 0 | 0 | 0 | 0 | 0 | 0 | 0 | 0 | 0 | 0 | 0 | 0 | 0 | 0 | 0 | 0 | 0 | 0 | 0 | 0 | 0 | 0 | 0 | 0 | 0 | 0 | 0
28 | 0.3 | 0.3 | 0.3 | 0.3 | 0.3 | 0.3 | 0 | 0 | 0 | 0 | 0 | 0 | 0 | 0 | 0 | 0 | 0 | 0 | 0 | 0 | 0 | 0 | 0 | 0 | 0 | 0 | 0 | 0 | 0 | 0 | 0 | 0 | 0 | 0 | 0 | 0
29 | 0.3 | 0.3 | 0.3 | 0.3 | 0.3 | 0.3 | 0 | 0 | 0 | 0 | 0 | 0 | 0 | 0 | 0 | 0 | 0 | 0 | 0 | 0 | 0 | 0 | 0 | 0 | 0 | 0 | 0 | 0 | 0 | 0 | 0 | 0 | 0 | 0 | 0 | 0
30 | 0.3 | 0.3 | 0.3 | 0.3 | 0.3 | 0.3 | 0 | 0 | 0 | 0 | 0 | 0 | 0 | 0 | 0 | 0 | 0 | 0 | 0 | 0 | 0 | 0 | 0 | 0 | 0 | 0 | 0 | 0 | 0 | 0 | 0 | 0 | 0 | 0 | 0 | 0
31 | 0.3 | 0.3 | 0.3 | 0.3 | 0.3 | 0.3 | 0 | 0 | 0 | 0 | 0 | 0 | 0 | 0 | 0 | 0 | 0 | 0 | 0 | 0 | 0 | 0 | 0 | 0 | 0 | 0 | 0 | 0 | 0 | 0 | 0 | 0 | 0 | 0 | 0 | 0
32 | 0.3 | 0.3 | 0.3 | 0.3 | 0.3 | 0.3 | 0 | 0 | 0 | 0 | 0 | 0 | 0 | 0 | 0 | 0 | 0 | 0 | 0 | 0 | 0 | 0 | 0 | 0 | 0 | 0 | 0 | 0 | 0 | 0 | 0 | 0 | 0 | 0 | 0 | 0
33 | 0.3 | 0.3 | 0.3 | 0.3 | 0.3 | 0.3 | 0 | 0 | 0 | 0 | 0 | 0 | 0 | 0 | 0 | 0 | 0 | 0 | 0 | 0 | 0 | 0 | 0 | 0 | 0 | 0 | 0 | 0 | 0 | 0 | 0 | 0 | 0 | 0 | 0 | 0
34 | 0.3 | 0.3 | 0.3 | 0.3 | 0.3 | 0.3 | 0 | 0 | 0 | 0 | 0 | 0 | 0 | 0 | 0 | 0 | 0 | 0 | 0 | 0 | 0 | 0 | 0 | 0 | 0 | 0 | 0 | 0 | 0 | 0 | 0 | 0 | 0 | 0 | 0 | 0
35 | 0.3 | 0.3 | 0.3 | 0.3 | 0.3 | 0.3 | 0 | 0 | 0 | 0 | 0 | 0 | 0 | 0 | 0 | 0 | 0 | 0 | 0 | 0 | 0 | 0 | 0 | 0 | 0 | 0 | 0 | 0 | 0 | 0 | 0 | 0 | 0 | 0 | 0 | 0
36 | 0.3 | 0.3 | 0.3 | 0.3 | 0.3 | 0.3 | 0 | 0 | 0 | 0 | 0 | 0 | 0 | 0 | 0 | 0 | 0 | 0 | 0 | 0 | 0 | 0 | 0 | 0 | 0 | 0 | 0 | 0 | 0 | 0 | 0 | 0 | 0 | 0 | 0 | 0
37 | 0.3 | 0.3 | 0.3 | 0.3 | 0.3 | 0.3 | 0 | 0 | 0 | 0 | 0 | 0 | 0 | 0 | 0 | 0 | 0 | 0 | 0 | 0 | 0 | 0 | 0 | 0 | 0 | 0 | 0 | 0 | 0 | 0 | 0 | 0 | 0 | 0 | 0 | 0
38 | 0.3 | 0.3 | 0.3 | 0.3 | 0.3 | 0.3 | 0 | 0 | 0 | 0 | 0 | 0 | 0 | 0 | 0 | 0 | 0 | 0 | 0 | 0 | 0 | 0 | 0 | 0 | 0 | 0 | 0 | 0 | 0 | 0 | 0 | 0 | 0 | 0 | 0 | 0
39 | 0.3 | 0.3 | 0.3 | 0.3 | 0.3 | 0.3 | 0 | 0 | 0 | 0 | 0 | 0 | 0 | 0 | 0 | 0 | 0 | 0 | 0 | 0 | 0 | 0 | 0 | 0 | 0 | 0 | 0 | 0 | 0 | 0 | 0 | 0 | 0 | 0 | 0 | 0
40 | 0.3 | 0.3 | 0.3 | 0.3 | 0.3 | 0.3 | 0 | 0 | 0 | 0 | 0 | 0 | 0 | 0 | 0 | 0 | 0 | 0 | 0 | 0 | 0 | 0 | 0 | 0 | 0 | 0 | 0 | 0 | 0 | 0 | 0 | 0 | 0 | 0 | 0 | 0
41 | 0.3 | 0.3 | 0.3 | 0.3 | 0.3 | 0.3 | 0 | 0 | 0 | 0 | 0 | 0 | 0 | 0 | 0 | 0 | 0 | 0 | 0 | 0 | 0 | 0 | 0 | 0 | 0 | 0 | 0 | 0 | 0 | 0 | 0 | 0 | 0 | 0 | 0 | 0
42 | 0.3 | 0.3 | 0.3 | 0.3 | 0.3 | 0.3 | 0 | 0 | 0 | 0 | 0 | 0 | 0 | 0 | 0 | 0 | 0 | 0 | 0 | 0 | 0 | 0 | 0 | 0 | 0 | 0 | 0 | 0 | 0 | 0 | 0 | 0 | 0 | 0 | 0 | 0
43 | 0.3 | 0.3 | 0.3 | 0.3 | 0.3 | 0.3 | 0 | 0 | 0 | 0 | 0 | 0 | 0 | 0 | 0 | 0 | 0 | 0 | 0 | 0 | 0 | 0 | 0 | 0 | 0 | 0 | 0 | 0 | 0 | 0 | 0 | 0 | 0 | 0 | 0 | 0
44 | 0.3 | 0.3 | 0.3 | 0.3 | 0.3 | 0.3 | 0 | 0 | 0 | 0 | 0 | 0 | 0 | 0 | 0 | 0 | 0 | 0 | 0 | 0 | 0 | 0 | 0 | 0 | 0 | 0 | 0 | 0 | 0 | 0 | 0 | 0 | 0 | 0 | 0 | 0
45 | 0.3 | 0.3 | 0.3 | 0.3 | 0.3 | 0.3 | 0 | 0 | 0 | 0 | 0 | 0 | 0 | 0 | 0 | 0 | 0 | 0 | 0 | 0 | 0 | 0 | 0 | 0 | 0 | 0 | 0 | 0 | 0 | 0 | 0 | 0 | 0 | 0 | 0 | 0
46 | 0.3 | 0.3 | 0.3 | 0.3 | 0.3 | 0.3 | 0 | 0 | 0 | 0 | 0 | 0 | 0 | 0 | 0 | 0 | 0 | 0 | 0 | 0 | 0 | 0 | 0 | 0 | 0 | 0 | 0 | 0 | 0 | 0 | 0 | 0 | 0 | 0 | 0 | 0
47 | 0.3 | 0.3 | 0.3 | 0.3 | 0.3 | 0.3 | 0 | 0 | 0 | 0 | 0 | 0 | 0 | 0 | 0 | 0 | 0 | 0 | 0 | 0 | 0 | 0 | 0 | 0 | 0 | 0 | 0 | 0 | 0 | 0 | 0 | 0 | 0 | 0 | 0 | 0
48 | 0.3 | 0.3 | 0.3 | 0.3 | 0.3 | 0.3 | 0 | 0 | 0 | 0 | 0 | 0 | 0 | 0 | 0 | 0 | 0 | 0 | 0 | 0 | 0 | 0 | 0 | 0 | 0 | 0 | 0 | 0 | 0 | 0 | 0 | 0 | 0 | 0 | 0 | 0
49 | 0.3 | 0.3 | 0.3 | 0.3 | 0.3 | 0.3 | 0 | 0 | 0 | 0 | 0 | 0 | 0 | 0 | 0 | 0 | 0 | 0 | 0 | 0 | 0 | 0 | 0 | 0 | 0 | 0 | 0 | 0 | 0 | 0 | 0 | 0 | 0 | 0 | 0 | 0
50 | 0.3 | 0.3 | 0.3 | 0.3 | 0.3 | 0.3 | 0 | 0 | 0 | 0 | 0 | 0 | 0 | 0 | 0 | 0 | 0 | 0 | 0 | 0 | 0 | 0 | 0 | 0 | 0 | 0 | 0 | 0 | 0 | 0 | 0 | 0 | 0 | 0 | 0 | 0
51 | 0.3 | 0.3 | 0.3 | 0.3 | 0.3 | 0.3 | 0 | 0 | 0 | 0 | 0 | 0 | 0 | 0 | 0 | 0 | 0 | 0 | 0 | 0 | 0 | 0 | 0 | 0 | 0 | 0 | 0 | 0 | 0 | 0 | 0 | 0 | 0 | 0 | 0 | 0
52 | 0.3 | 0.3 | 0.3 | 0.3 | 0.3 | 0.3 | 0 | 0 | 0 | 0 | 0 | 0 | 0 | 0 | 0 | 0 | 0 | 0 | 0 | 0 | 0 | 0 | 0 | 0 | 0 | 0 | 0 | 0 | 0 | 0 | 0 | 0 | 0 | 0 | 0 | 0
51 | 0.3 | 0.3 | 0.3 | 0.3 | 0.3 | 0.3 | 0 | 0 | 0 | 0 | 0 | 0 | 0 | 0 | 0 | 0 | 0 | 0 | 0 | 0 | 0 | 0 | 0 | 0 | 0 | 0 | 0 | 0 | 0 | 0 | 0 | 0 | 0 | 0 | 0 | 0
52 | 0.3 | 0.3 | 0.3 | 0.3 | 0.3 | 0.3 | 0 | 0 | 0 | 0 | 0 | 0 | 0 | 0 | 0 | 0 | 0 | 0 | 0 | 0 | 0 | 0 | 0 | 0 | 0 | 0 | 0 | 0 | 0 | 0 | 0 | 0 | 0 | 0 | 0 | 0
| ALPNGCCNO0 |  |  | 0.65 |  | New project
| 2020 | 2021 | 2022 | 2023 | 2024 | 2025 | 2026 | 2027 | 2028 | 2029 | 2030 | 2031 | 2032 | 2033 | 2034 | 2035 | 2036 | 2037 | 2038 | 2039 | 2040 | 2041 | 2042 | 2043 | 2044 | 2045 | 2046 | 2047 | 2048 | 2049 | 2050 | 2051 | 2052 | 2053 | 2054 | 2055:=
1 | 0.65 | 0.65 | 0.65 | 0.65 | 0.65 | 0.65 | 0.65 | 0.65 | 0.65 | 0.65 | 0.65 | 0.65 | 0.65 | 0.65 | 0.65 | 0.65 | 0.65 | 0.65 | 0.65 | 0.65 | 0.65 | 0.65 | 0.65 | 0.65 | 0.65 | 0.65 | 0.65 | 0.65 | 0.65 | 0.65 | 0.65 | 0.65 | 0.65 | 0.65 | 0.65 | 0.65
2 | 0.65 | 0.65 | 0.65 | 0.65 | 0.65 | 0.65 | 0.65 | 0.65 | 0.65 | 0.65 | 0.65 | 0.65 | 0.65 | 0.65 | 0.65 | 0.65 | 0.65 | 0.65 | 0.65 | 0.65 | 0.65 | 0.65 | 0.65 | 0.65 | 0.65 | 0.65 | 0.65 | 0.65 | 0.65 | 0.65 | 0.65 | 0.65 | 0.65 | 0.65 | 0.65 | 0.65
3 | 0.65 | 0.65 | 0.65 | 0.65 | 0.65 | 0.65 | 0.65 | 0.65 | 0.65 | 0.65 | 0.65 | 0.65 | 0.65 | 0.65 | 0.65 | 0.65 | 0.65 | 0.65 | 0.65 | 0.65 | 0.65 | 0.65 | 0.65 | 0.65 | 0.65 | 0.65 | 0.65 | 0.65 | 0.65 | 0.65 | 0.65 | 0.65 | 0.65 | 0.65 | 0.65 | 0.65
4 | 0.65 | 0.65 | 0.65 | 0.65 | 0.65 | 0.65 | 0.65 | 0.65 | 0.65 | 0.65 | 0.65 | 0.65 | 0.65 | 0.65 | 0.65 | 0.65 | 0.65 | 0.65 | 0.65 | 0.65 | 0.65 | 0.65 | 0.65 | 0.65 | 0.65 | 0.65 | 0.65 | 0.65 | 0.65 | 0.65 | 0.65 | 0.65 | 0.65 | 0.65 | 0.65 | 0.65
5 | 0.65 | 0.65 | 0.65 | 0.65 | 0.65 | 0.65 | 0.65 | 0.65 | 0.65 | 0.65 | 0.65 | 0.65 | 0.65 | 0.65 | 0.65 | 0.65 | 0.65 | 0.65 | 0.65 | 0.65 | 0.65 | 0.65 | 0.65 | 0.65 | 0.65 | 0.65 | 0.65 | 0.65 | 0.65 | 0.65 | 0.65 | 0.65 | 0.65 | 0.65 | 0.65 | 0.65
6 | 0.65 | 0.65 | 0.65 | 0.65 | 0.65 | 0.65 | 0.65 | 0.65 | 0.65 | 0.65 | 0.65 | 0.65 | 0.65 | 0.65 | 0.65 | 0.65 | 0.65 | 0.65 | 0.65 | 0.65 | 0.65 | 0.65 | 0.65 | 0.65 | 0.65 | 0.65 | 0.65 | 0.65 | 0.65 | 0.65 | 0.65 | 0.65 | 0.65 | 0.65 | 0.65 | 0.65
7 | 0.65 | 0.65 | 0.65 | 0.65 | 0.65 | 0.65 | 0.65 | 0.65 | 0.65 | 0.65 | 0.65 | 0.65 | 0.65 | 0.65 | 0.65 | 0.65 | 0.65 | 0.65 | 0.65 | 0.65 | 0.65 | 0.65 | 0.65 | 0.65 | 0.65 | 0.65 | 0.65 | 0.65 | 0.65 | 0.65 | 0.65 | 0.65 | 0.65 | 0.65 | 0.65 | 0.65
8 | 0.65 | 0.65 | 0.65 | 0.65 | 0.65 | 0.65 | 0.65 | 0.65 | 0.65 | 0.65 | 0.65 | 0.65 | 0.65 | 0.65 | 0.65 | 0.65 | 0.65 | 0.65 | 0.65 | 0.65 | 0.65 | 0.65 | 0.65 | 0.65 | 0.65 | 0.65 | 0.65 | 0.65 | 0.65 | 0.65 | 0.65 | 0.65 | 0.65 | 0.65 | 0.65 | 0.65
9 | 0.65 | 0.65 | 0.65 | 0.65 | 0.65 | 0.65 | 0.65 | 0.65 | 0.65 | 0.65 | 0.65 | 0.65 | 0.65 | 0.65 | 0.65 | 0.65 | 0.65 | 0.65 | 0.65 | 0.65 | 0.65 | 0.65 | 0.65 | 0.65 | 0.65 | 0.65 | 0.65 | 0.65 | 0.65 | 0.65 | 0.65 | 0.65 | 0.65 | 0.65 | 0.65 | 0.65
10 | 0.65 | 0.65 | 0.65 | 0.65 | 0.65 | 0.65 | 0.65 | 0.65 | 0.65 | 0.65 | 0.65 | 0.65 | 0.65 | 0.65 | 0.65 | 0.65 | 0.65 | 0.65 | 0.65 | 0.65 | 0.65 | 0.65 | 0.65 | 0.65 | 0.65 | 0.65 | 0.65 | 0.65 | 0.65 | 0.65 | 0.65 | 0.65 | 0.65 | 0.65 | 0.65 | 0.65
11 | 0.65 | 0.65 | 0.65 | 0.65 | 0.65 | 0.65 | 0.65 | 0.65 | 0.65 | 0.65 | 0.65 | 0.65 | 0.65 | 0.65 | 0.65 | 0.65 | 0.65 | 0.65 | 0.65 | 0.65 | 0.65 | 0.65 | 0.65 | 0.65 | 0.65 | 0.65 | 0.65 | 0.65 | 0.65 | 0.65 | 0.65 | 0.65 | 0.65 | 0.65 | 0.65 | 0.65
12 | 0.65 | 0.65 | 0.65 | 0.65 | 0.65 | 0.65 | 0.65 | 0.65 | 0.65 | 0.65 | 0.65 | 0.65 | 0.65 | 0.65 | 0.65 | 0.65 | 0.65 | 0.65 | 0.65 | 0.65 | 0.65 | 0.65 | 0.65 | 0.65 | 0.65 | 0.65 | 0.65 | 0.65 | 0.65 | 0.65 | 0.65 | 0.65 | 0.65 | 0.65 | 0.65 | 0.65
13 | 0.65 | 0.65 | 0.65 | 0.65 | 0.65 | 0.65 | 0.65 | 0.65 | 0.65 | 0.65 | 0.65 | 0.65 | 0.65 | 0.65 | 0.65 | 0.65 | 0.65 | 0.65 | 0.65 | 0.65 | 0.65 | 0.65 | 0.65 | 0.65 | 0.65 | 0.65 | 0.65 | 0.65 | 0.65 | 0.65 | 0.65 | 0.65 | 0.65 | 0.65 | 0.65 | 0.65
14 | 0.65 | 0.65 | 0.65 | 0.65 | 0.65 | 0.65 | 0.65 | 0.65 | 0.65 | 0.65 | 0.65 | 0.65 | 0.65 | 0.65 | 0.65 | 0.65 | 0.65 | 0.65 | 0.65 | 0.65 | 0.65 | 0.65 | 0.65 | 0.65 | 0.65 | 0.65 | 0.65 | 0.65 | 0.65 | 0.65 | 0.65 | 0.65 | 0.65 | 0.65 | 0.65 | 0.65
15 | 0.65 | 0.65 | 0.65 | 0.65 | 0.65 | 0.65 | 0.65 | 0.65 | 0.65 | 0.65 | 0.65 | 0.65 | 0.65 | 0.65 | 0.65 | 0.65 | 0.65 | 0.65 | 0.65 | 0.65 | 0.65 | 0.65 | 0.65 | 0.65 | 0.65 | 0.65 | 0.65 | 0.65 | 0.65 | 0.65 | 0.65 | 0.65 | 0.65 | 0.65 | 0.65 | 0.65
16 | 0.65 | 0.65 | 0.65 | 0.65 | 0.65 | 0.65 | 0.65 | 0.65 | 0.65 | 0.65 | 0.65 | 0.65 | 0.65 | 0.65 | 0.65 | 0.65 | 0.65 | 0.65 | 0.65 | 0.65 | 0.65 | 0.65 | 0.65 | 0.65 | 0.65 | 0.65 | 0.65 | 0.65 | 0.65 | 0.65 | 0.65 | 0.65 | 0.65 | 0.65 | 0.65 | 0.65
17 | 0.65 | 0.65 | 0.65 | 0.65 | 0.65 | 0.65 | 0.65 | 0.65 | 0.65 | 0.65 | 0.65 | 0.65 | 0.65 | 0.65 | 0.65 | 0.65 | 0.65 | 0.65 | 0.65 | 0.65 | 0.65 | 0.65 | 0.65 | 0.65 | 0.65 | 0.65 | 0.65 | 0.65 | 0.65 | 0.65 | 0.65 | 0.65 | 0.65 | 0.65 | 0.65 | 0.65
18 | 0.65 | 0.65 | 0.65 | 0.65 | 0.65 | 0.65 | 0.65 | 0.65 | 0.65 | 0.65 | 0.65 | 0.65 | 0.65 | 0.65 | 0.65 | 0.65 | 0.65 | 0.65 | 0.65 | 0.65 | 0.65 | 0.65 | 0.65 | 0.65 | 0.65 | 0.65 | 0.65 | 0.65 | 0.65 | 0.65 | 0.65 | 0.65 | 0.65 | 0.65 | 0.65 | 0.65
19 | 0.65 | 0.65 | 0.65 | 0.65 | 0.65 | 0.65 | 0.65 | 0.65 | 0.65 | 0.65 | 0.65 | 0.65 | 0.65 | 0.65 | 0.65 | 0.65 | 0.65 | 0.65 | 0.65 | 0.65 | 0.65 | 0.65 | 0.65 | 0.65 | 0.65 | 0.65 | 0.65 | 0.65 | 0.65 | 0.65 | 0.65 | 0.65 | 0.65 | 0.65 | 0.65 | 0.65
20 | 0.65 | 0.65 | 0.65 | 0.65 | 0.65 | 0.65 | 0.65 | 0.65 | 0.65 | 0.65 | 0.65 | 0.65 | 0.65 | 0.65 | 0.65 | 0.65 | 0.65 | 0.65 | 0.65 | 0.65 | 0.65 | 0.65 | 0.65 | 0.65 | 0.65 | 0.65 | 0.65 | 0.65 | 0.65 | 0.65 | 0.65 | 0.65 | 0.65 | 0.65 | 0.65 | 0.65
21 | 0.65 | 0.65 | 0.65 | 0.65 | 0.65 | 0.65 | 0.65 | 0.65 | 0.65 | 0.65 | 0.65 | 0.65 | 0.65 | 0.65 | 0.65 | 0.65 | 0.65 | 0.65 | 0.65 | 0.65 | 0.65 | 0.65 | 0.65 | 0.65 | 0.65 | 0.65 | 0.65 | 0.65 | 0.65 | 0.65 | 0.65 | 0.65 | 0.65 | 0.65 | 0.65 | 0.65
22 | 0.65 | 0.65 | 0.65 | 0.65 | 0.65 | 0.65 | 0.65 | 0.65 | 0.65 | 0.65 | 0.65 | 0.65 | 0.65 | 0.65 | 0.65 | 0.65 | 0.65 | 0.65 | 0.65 | 0.65 | 0.65 | 0.65 | 0.65 | 0.65 | 0.65 | 0.65 | 0.65 | 0.65 | 0.65 | 0.65 | 0.65 | 0.65 | 0.65 | 0.65 | 0.65 | 0.65
23 | 0.65 | 0.65 | 0.65 | 0.65 | 0.65 | 0.65 | 0.65 | 0.65 | 0.65 | 0.65 | 0.65 | 0.65 | 0.65 | 0.65 | 0.65 | 0.65 | 0.65 | 0.65 | 0.65 | 0.65 | 0.65 | 0.65 | 0.65 | 0.65 | 0.65 | 0.65 | 0.65 | 0.65 | 0.65 | 0.65 | 0.65 | 0.65 | 0.65 | 0.65 | 0.65 | 0.65
24 | 0.65 | 0.65 | 0.65 | 0.65 | 0.65 | 0.65 | 0.65 | 0.65 | 0.65 | 0.65 | 0.65 | 0.65 | 0.65 | 0.65 | 0.65 | 0.65 | 0.65 | 0.65 | 0.65 | 0.65 | 0.65 | 0.65 | 0.65 | 0.65 | 0.65 | 0.65 | 0.65 | 0.65 | 0.65 | 0.65 | 0.65 | 0.65 | 0.65 | 0.65 | 0.65 | 0.65
25 | 0.65 | 0.65 | 0.65 | 0.65 | 0.65 | 0.65 | 0.65 | 0.65 | 0.65 | 0.65 | 0.65 | 0.65 | 0.65 | 0.65 | 0.65 | 0.65 | 0.65 | 0.65 | 0.65 | 0.65 | 0.65 | 0.65 | 0.65 | 0.65 | 0.65 | 0.65 | 0.65 | 0.65 | 0.65 | 0.65 | 0.65 | 0.65 | 0.65 | 0.65 | 0.65 | 0.65
26 | 0.65 | 0.65 | 0.65 | 0.65 | 0.65 | 0.65 | 0.65 | 0.65 | 0.65 | 0.65 | 0.65 | 0.65 | 0.65 | 0.65 | 0.65 | 0.65 | 0.65 | 0.65 | 0.65 | 0.65 | 0.65 | 0.65 | 0.65 | 0.65 | 0.65 | 0.65 | 0.65 | 0.65 | 0.65 | 0.65 | 0.65 | 0.65 | 0.65 | 0.65 | 0.65 | 0.65
27 | 0.65 | 0.65 | 0.65 | 0.65 | 0.65 | 0.65 | 0.65 | 0.65 | 0.65 | 0.65 | 0.65 | 0.65 | 0.65 | 0.65 | 0.65 | 0.65 | 0.65 | 0.65 | 0.65 | 0.65 | 0.65 | 0.65 | 0.65 | 0.65 | 0.65 | 0.65 | 0.65 | 0.65 | 0.65 | 0.65 | 0.65 | 0.65 | 0.65 | 0.65 | 0.65 | 0.65
28 | 0.65 | 0.65 | 0.65 | 0.65 | 0.65 | 0.65 | 0.65 | 0.65 | 0.65 | 0.65 | 0.65 | 0.65 | 0.65 | 0.65 | 0.65 | 0.65 | 0.65 | 0.65 | 0.65 | 0.65 | 0.65 | 0.65 | 0.65 | 0.65 | 0.65 | 0.65 | 0.65 | 0.65 | 0.65 | 0.65 | 0.65 | 0.65 | 0.65 | 0.65 | 0.65 | 0.65
29 | 0.65 | 0.65 | 0.65 | 0.65 | 0.65 | 0.65 | 0.65 | 0.65 | 0.65 | 0.65 | 0.65 | 0.65 | 0.65 | 0.65 | 0.65 | 0.65 | 0.65 | 0.65 | 0.65 | 0.65 | 0.65 | 0.65 | 0.65 | 0.65 | 0.65 | 0.65 | 0.65 | 0.65 | 0.65 | 0.65 | 0.65 | 0.65 | 0.65 | 0.65 | 0.65 | 0.65
30 | 0.65 | 0.65 | 0.65 | 0.65 | 0.65 | 0.65 | 0.65 | 0.65 | 0.65 | 0.65 | 0.65 | 0.65 | 0.65 | 0.65 | 0.65 | 0.65 | 0.65 | 0.65 | 0.65 | 0.65 | 0.65 | 0.65 | 0.65 | 0.65 | 0.65 | 0.65 | 0.65 | 0.65 | 0.65 | 0.65 | 0.65 | 0.65 | 0.65 | 0.65 | 0.65 | 0.65
31 | 0.65 | 0.65 | 0.65 | 0.65 | 0.65 | 0.65 | 0.65 | 0.65 | 0.65 | 0.65 | 0.65 | 0.65 | 0.65 | 0.65 | 0.65 | 0.65 | 0.65 | 0.65 | 0.65 | 0.65 | 0.65 | 0.65 | 0.65 | 0.65 | 0.65 | 0.65 | 0.65 | 0.65 | 0.65 | 0.65 | 0.65 | 0.65 | 0.65 | 0.65 | 0.65 | 0.65
32 | 0.65 | 0.65 | 0.65 | 0.65 | 0.65 | 0.65 | 0.65 | 0.65 | 0.65 | 0.65 | 0.65 | 0.65 | 0.65 | 0.65 | 0.65 | 0.65 | 0.65 | 0.65 | 0.65 | 0.65 | 0.65 | 0.65 | 0.65 | 0.65 | 0.65 | 0.65 | 0.65 | 0.65 | 0.65 | 0.65 | 0.65 | 0.65 | 0.65 | 0.65 | 0.65 | 0.65
33 | 0.65 | 0.65 | 0.65 | 0.65 | 0.65 | 0.65 | 0.65 | 0.65 | 0.65 | 0.65 | 0.65 | 0.65 | 0.65 | 0.65 | 0.65 | 0.65 | 0.65 | 0.65 | 0.65 | 0.65 | 0.65 | 0.65 | 0.65 | 0.65 | 0.65 | 0.65 | 0.65 | 0.65 | 0.65 | 0.65 | 0.65 | 0.65 | 0.65 | 0.65 | 0.65 | 0.65
34 | 0.65 | 0.65 | 0.65 | 0.65 | 0.65 | 0.65 | 0.65 | 0.65 | 0.65 | 0.65 | 0.65 | 0.65 | 0.65 | 0.65 | 0.65 | 0.65 | 0.65 | 0.65 | 0.65 | 0.65 | 0.65 | 0.65 | 0.65 | 0.65 | 0.65 | 0.65 | 0.65 | 0.65 | 0.65 | 0.65 | 0.65 | 0.65 | 0.65 | 0.65 | 0.65 | 0.65
35 | 0.65 | 0.65 | 0.65 | 0.65 | 0.65 | 0.65 | 0.65 | 0.65 | 0.65 | 0.65 | 0.65 | 0.65 | 0.65 | 0.65 | 0.65 | 0.65 | 0.65 | 0.65 | 0.65 | 0.65 | 0.65 | 0.65 | 0.65 | 0.65 | 0.65 | 0.65 | 0.65 | 0.65 | 0.65 | 0.65 | 0.65 | 0.65 | 0.65 | 0.65 | 0.65 | 0.65
36 | 0.65 | 0.65 | 0.65 | 0.65 | 0.65 | 0.65 | 0.65 | 0.65 | 0.65 | 0.65 | 0.65 | 0.65 | 0.65 | 0.65 | 0.65 | 0.65 | 0.65 | 0.65 | 0.65 | 0.65 | 0.65 | 0.65 | 0.65 | 0.65 | 0.65 | 0.65 | 0.65 | 0.65 | 0.65 | 0.65 | 0.65 | 0.65 | 0.65 | 0.65 | 0.65 | 0.65
37 | 0.65 | 0.65 | 0.65 | 0.65 | 0.65 | 0.65 | 0.65 | 0.65 | 0.65 | 0.65 | 0.65 | 0.65 | 0.65 | 0.65 | 0.65 | 0.65 | 0.65 | 0.65 | 0.65 | 0.65 | 0.65 | 0.65 | 0.65 | 0.65 | 0.65 | 0.65 | 0.65 | 0.65 | 0.65 | 0.65 | 0.65 | 0.65 | 0.65 | 0.65 | 0.65 | 0.65
38 | 0.65 | 0.65 | 0.65 | 0.65 | 0.65 | 0.65 | 0.65 | 0.65 | 0.65 | 0.65 | 0.65 | 0.65 | 0.65 | 0.65 | 0.65 | 0.65 | 0.65 | 0.65 | 0.65 | 0.65 | 0.65 | 0.65 | 0.65 | 0.65 | 0.65 | 0.65 | 0.65 | 0.65 | 0.65 | 0.65 | 0.65 | 0.65 | 0.65 | 0.65 | 0.65 | 0.65
39 | 0.65 | 0.65 | 0.65 | 0.65 | 0.65 | 0.65 | 0.65 | 0.65 | 0.65 | 0.65 | 0.65 | 0.65 | 0.65 | 0.65 | 0.65 | 0.65 | 0.65 | 0.65 | 0.65 | 0.65 | 0.65 | 0.65 | 0.65 | 0.65 | 0.65 | 0.65 | 0.65 | 0.65 | 0.65 | 0.65 | 0.65 | 0.65 | 0.65 | 0.65 | 0.65 | 0.65
40 | 0.65 | 0.65 | 0.65 | 0.65 | 0.65 | 0.65 | 0.65 | 0.65 | 0.65 | 0.65 | 0.65 | 0.65 | 0.65 | 0.65 | 0.65 | 0.65 | 0.65 | 0.65 | 0.65 | 0.65 | 0.65 | 0.65 | 0.65 | 0.65 | 0.65 | 0.65 | 0.65 | 0.65 | 0.65 | 0.65 | 0.65 | 0.65 | 0.65 | 0.65 | 0.65 | 0.65
41 | 0.65 | 0.65 | 0.65 | 0.65 | 0.65 | 0.65 | 0.65 | 0.65 | 0.65 | 0.65 | 0.65 | 0.65 | 0.65 | 0.65 | 0.65 | 0.65 | 0.65 | 0.65 | 0.65 | 0.65 | 0.65 | 0.65 | 0.65 | 0.65 | 0.65 | 0.65 | 0.65 | 0.65 | 0.65 | 0.65 | 0.65 | 0.65 | 0.65 | 0.65 | 0.65 | 0.65
42 | 0.65 | 0.65 | 0.65 | 0.65 | 0.65 | 0.65 | 0.65 | 0.65 | 0.65 | 0.65 | 0.65 | 0.65 | 0.65 | 0.65 | 0.65 | 0.65 | 0.65 | 0.65 | 0.65 | 0.65 | 0.65 | 0.65 | 0.65 | 0.65 | 0.65 | 0.65 | 0.65 | 0.65 | 0.65 | 0.65 | 0.65 | 0.65 | 0.65 | 0.65 | 0.65 | 0.65
43 | 0.65 | 0.65 | 0.65 | 0.65 | 0.65 | 0.65 | 0.65 | 0.65 | 0.65 | 0.65 | 0.65 | 0.65 | 0.65 | 0.65 | 0.65 | 0.65 | 0.65 | 0.65 | 0.65 | 0.65 | 0.65 | 0.65 | 0.65 | 0.65 | 0.65 | 0.65 | 0.65 | 0.65 | 0.65 | 0.65 | 0.65 | 0.65 | 0.65 | 0.65 | 0.65 | 0.65
44 | 0.65 | 0.65 | 0.65 | 0.65 | 0.65 | 0.65 | 0.65 | 0.65 | 0.65 | 0.65 | 0.65 | 0.65 | 0.65 | 0.65 | 0.65 | 0.65 | 0.65 | 0.65 | 0.65 | 0.65 | 0.65 | 0.65 | 0.65 | 0.65 | 0.65 | 0.65 | 0.65 | 0.65 | 0.65 | 0.65 | 0.65 | 0.65 | 0.65 | 0.65 | 0.65 | 0.65
45 | 0.65 | 0.65 | 0.65 | 0.65 | 0.65 | 0.65 | 0.65 | 0.65 | 0.65 | 0.65 | 0.65 | 0.65 | 0.65 | 0.65 | 0.65 | 0.65 | 0.65 | 0.65 | 0.65 | 0.65 | 0.65 | 0.65 | 0.65 | 0.65 | 0.65 | 0.65 | 0.65 | 0.65 | 0.65 | 0.65 | 0.65 | 0.65 | 0.65 | 0.65 | 0.65 | 0.65
46 | 0.65 | 0.65 | 0.65 | 0.65 | 0.65 | 0.65 | 0.65 | 0.65 | 0.65 | 0.65 | 0.65 | 0.65 | 0.65 | 0.65 | 0.65 | 0.65 | 0.65 | 0.65 | 0.65 | 0.65 | 0.65 | 0.65 | 0.65 | 0.65 | 0.65 | 0.65 | 0.65 | 0.65 | 0.65 | 0.65 | 0.65 | 0.65 | 0.65 | 0.65 | 0.65 | 0.65
47 | 0.65 | 0.65 | 0.65 | 0.65 | 0.65 | 0.65 | 0.65 | 0.65 | 0.65 | 0.65 | 0.65 | 0.65 | 0.65 | 0.65 | 0.65 | 0.65 | 0.65 | 0.65 | 0.65 | 0.65 | 0.65 | 0.65 | 0.65 | 0.65 | 0.65 | 0.65 | 0.65 | 0.65 | 0.65 | 0.65 | 0.65 | 0.65 | 0.65 | 0.65 | 0.65 | 0.65
48 | 0.65 | 0.65 | 0.65 | 0.65 | 0.65 | 0.65 | 0.65 | 0.65 | 0.65 | 0.65 | 0.65 | 0.65 | 0.65 | 0.65 | 0.65 | 0.65 | 0.65 | 0.65 | 0.65 | 0.65 | 0.65 | 0.65 | 0.65 | 0.65 | 0.65 | 0.65 | 0.65 | 0.65 | 0.65 | 0.65 | 0.65 | 0.65 | 0.65 | 0.65 | 0.65 | 0.65
49 | 0.65 | 0.65 | 0.65 | 0.65 | 0.65 | 0.65 | 0.65 | 0.65 | 0.65 | 0.65 | 0.65 | 0.65 | 0.65 | 0.65 | 0.65 | 0.65 | 0.65 | 0.65 | 0.65 | 0.65 | 0.65 | 0.65 | 0.65 | 0.65 | 0.65 | 0.65 | 0.65 | 0.65 | 0.65 | 0.65 | 0.65 | 0.65 | 0.65 | 0.65 | 0.65 | 0.65
50 | 0.65 | 0.65 | 0.65 | 0.65 | 0.65 | 0.65 | 0.65 | 0.65 | 0.65 | 0.65 | 0.65 | 0.65 | 0.65 | 0.65 | 0.65 | 0.65 | 0.65 | 0.65 | 0.65 | 0.65 | 0.65 | 0.65 | 0.65 | 0.65 | 0.65 | 0.65 | 0.65 | 0.65 | 0.65 | 0.65 | 0.65 | 0.65 | 0.65 | 0.65 | 0.65 | 0.65
51 | 0.65 | 0.65 | 0.65 | 0.65 | 0.65 | 0.65 | 0.65 | 0.65 | 0.65 | 0.65 | 0.65 | 0.65 | 0.65 | 0.65 | 0.65 | 0.65 | 0.65 | 0.65 | 0.65 | 0.65 | 0.65 | 0.65 | 0.65 | 0.65 | 0.65 | 0.65 | 0.65 | 0.65 | 0.65 | 0.65 | 0.65 | 0.65 | 0.65 | 0.65 | 0.65 | 0.65
52 | 0.65 | 0.65 | 0.65 | 0.65 | 0.65 | 0.65 | 0.65 | 0.65 | 0.65 | 0.65 | 0.65 | 0.65 | 0.65 | 0.65 | 0.65 | 0.65 | 0.65 | 0.65 | 0.65 | 0.65 | 0.65 | 0.65 | 0.65 | 0.65 | 0.65 | 0.65 | 0.65 | 0.65 | 0.65 | 0.65 | 0.65 | 0.65 | 0.65 | 0.65 | 0.65 | 0.65
North Macedonia
| MKPCOSCHO0 |  |  | 0.65
| 2020 | 2021 | 2022 | 2023 | 2024 | 2025 | 2026 | 2027 | 2028 | 2029 | 2030 | 2031 | 2032 | 2033 | 2034 | 2035 | 2036 | 2037 | 2038 | 2039 | 2040 | 2041 | 2042 | 2043 | 2044 | 2045 | 2046 | 2047 | 2048 | 2049 | 2050 | 2051 | 2052 | 2053 | 2054 | 2055:=
1 | 0.65 | 0.65 | 0.65 | 0.65 | 0.65 | 0.65 | 0.65 | 0.65 | 0.65 | 0.65 | 0.65 | 0.65 | 0.65 | 0.65 | 0.65 | 0.65 | 0.65 | 0.65 | 0.65 | 0.65 | 0.65 | 0.65 | 0.65 | 0.65 | 0.65 | 0.65 | 0.65 | 0.65 | 0.65 | 0.65 | 0.65 | 0.65 | 0.65 | 0.65 | 0.65 | 0.65
2 | 0.65 | 0.65 | 0.65 | 0.65 | 0.65 | 0.65 | 0.65 | 0.65 | 0.65 | 0.65 | 0.65 | 0.65 | 0.65 | 0.65 | 0.65 | 0.65 | 0.65 | 0.65 | 0.65 | 0.65 | 0.65 | 0.65 | 0.65 | 0.65 | 0.65 | 0.65 | 0.65 | 0.65 | 0.65 | 0.65 | 0.65 | 0.65 | 0.65 | 0.65 | 0.65 | 0.65
3 | 0.65 | 0.65 | 0.65 | 0.65 | 0.65 | 0.65 | 0.65 | 0.65 | 0.65 | 0.65 | 0.65 | 0.65 | 0.65 | 0.65 | 0.65 | 0.65 | 0.65 | 0.65 | 0.65 | 0.65 | 0.65 | 0.65 | 0.65 | 0.65 | 0.65 | 0.65 | 0.65 | 0.65 | 0.65 | 0.65 | 0.65 | 0.65 | 0.65 | 0.65 | 0.65 | 0.65
4 | 0.65 | 0.65 | 0.65 | 0.65 | 0.65 | 0.65 | 0.65 | 0.65 | 0.65 | 0.65 | 0.65 | 0.65 | 0.65 | 0.65 | 0.65 | 0.65 | 0.65 | 0.65 | 0.65 | 0.65 | 0.65 | 0.65 | 0.65 | 0.65 | 0.65 | 0.65 | 0.65 | 0.65 | 0.65 | 0.65 | 0.65 | 0.65 | 0.65 | 0.65 | 0.65 | 0.65
5 | 0.65 | 0.65 | 0.65 | 0.65 | 0.65 | 0.65 | 0.65 | 0.65 | 0.65 | 0.65 | 0.65 | 0.65 | 0.65 | 0.65 | 0.65 | 0.65 | 0.65 | 0.65 | 0.65 | 0.65 | 0.65 | 0.65 | 0.65 | 0.65 | 0.65 | 0.65 | 0.65 | 0.65 | 0.65 | 0.65 | 0.65 | 0.65 | 0.65 | 0.65 | 0.65 | 0.65
6 | 0.65 | 0.65 | 0.65 | 0.65 | 0.65 | 0.65 | 0.65 | 0.65 | 0.65 | 0.65 | 0.65 | 0.65 | 0.65 | 0.65 | 0.65 | 0.65 | 0.65 | 0.65 | 0.65 | 0.65 | 0.65 | 0.65 | 0.65 | 0.65 | 0.65 | 0.65 | 0.65 | 0.65 | 0.65 | 0.65 | 0.65 | 0.65 | 0.65 | 0.65 | 0.65 | 0.65
7 | 0.65 | 0.65 | 0.65 | 0.65 | 0.65 | 0.65 | 0.65 | 0.65 | 0.65 | 0.65 | 0.65 | 0.65 | 0.65 | 0.65 | 0.65 | 0.65 | 0.65 | 0.65 | 0.65 | 0.65 | 0.65 | 0.65 | 0.65 | 0.65 | 0.65 | 0.65 | 0.65 | 0.65 | 0.65 | 0.65 | 0.65 | 0.65 | 0.65 | 0.65 | 0.65 | 0.65
8 | 0.65 | 0.65 | 0.65 | 0.65 | 0.65 | 0.65 | 0.65 | 0.65 | 0.65 | 0.65 | 0.65 | 0.65 | 0.65 | 0.65 | 0.65 | 0.65 | 0.65 | 0.65 | 0.65 | 0.65 | 0.65 | 0.65 | 0.65 | 0.65 | 0.65 | 0.65 | 0.65 | 0.65 | 0.65 | 0.65 | 0.65 | 0.65 | 0.65 | 0.65 | 0.65 | 0.65
9 | 0.65 | 0.65 | 0.65 | 0.65 | 0.65 | 0.65 | 0.65 | 0.65 | 0.65 | 0.65 | 0.65 | 0.65 | 0.65 | 0.65 | 0.65 | 0.65 | 0.65 | 0.65 | 0.65 | 0.65 | 0.65 | 0.65 | 0.65 | 0.65 | 0.65 | 0.65 | 0.65 | 0.65 | 0.65 | 0.65 | 0.65 | 0.65 | 0.65 | 0.65 | 0.65 | 0.65
10 | 0.65 | 0.65 | 0.65 | 0.65 | 0.65 | 0.65 | 0.65 | 0.65 | 0.65 | 0.65 | 0.65 | 0.65 | 0.65 | 0.65 | 0.65 | 0.65 | 0.65 | 0.65 | 0.65 | 0.65 | 0.65 | 0.65 | 0.65 | 0.65 | 0.65 | 0.65 | 0.65 | 0.65 | 0.65 | 0.65 | 0.65 | 0.65 | 0.65 | 0.65 | 0.65 | 0.65
11 | 0.65 | 0.65 | 0.65 | 0.65 | 0.65 | 0.65 | 0.65 | 0.65 | 0.65 | 0.65 | 0.65 | 0.65 | 0.65 | 0.65 | 0.65 | 0.65 | 0.65 | 0.65 | 0.65 | 0.65 | 0.65 | 0.65 | 0.65 | 0.65 | 0.65 | 0.65 | 0.65 | 0.65 | 0.65 | 0.65 | 0.65 | 0.65 | 0.65 | 0.65 | 0.65 | 0.65
12 | 0.65 | 0.65 | 0.65 | 0.65 | 0.65 | 0.65 | 0.65 | 0.65 | 0.65 | 0.65 | 0.65 | 0.65 | 0.65 | 0.65 | 0.65 | 0.65 | 0.65 | 0.65 | 0.65 | 0.65 | 0.65 | 0.65 | 0.65 | 0.65 | 0.65 | 0.65 | 0.65 | 0.65 | 0.65 | 0.65 | 0.65 | 0.65 | 0.65 | 0.65 | 0.65 | 0.65
13 | 0.65 | 0.65 | 0.65 | 0.65 | 0.65 | 0.65 | 0.65 | 0.65 | 0.65 | 0.65 | 0.65 | 0.65 | 0.65 | 0.65 | 0.65 | 0.65 | 0.65 | 0.65 | 0.65 | 0.65 | 0.65 | 0.65 | 0.65 | 0.65 | 0.65 | 0.65 | 0.65 | 0.65 | 0.65 | 0.65 | 0.65 | 0.65 | 0.65 | 0.65 | 0.65 | 0.65
14 | 0.65 | 0.65 | 0.65 | 0.65 | 0.65 | 0.65 | 0.65 | 0.65 | 0.65 | 0.65 | 0.65 | 0.65 | 0.65 | 0.65 | 0.65 | 0.65 | 0.65 | 0.65 | 0.65 | 0.65 | 0.65 | 0.65 | 0.65 | 0.65 | 0.65 | 0.65 | 0.65 | 0.65 | 0.65 | 0.65 | 0.65 | 0.65 | 0.65 | 0.65 | 0.65 | 0.65
15 | 0.65 | 0.65 | 0.65 | 0.65 | 0.65 | 0.65 | 0.65 | 0.65 | 0.65 | 0.65 | 0.65 | 0.65 | 0.65 | 0.65 | 0.65 | 0.65 | 0.65 | 0.65 | 0.65 | 0.65 | 0.65 | 0.65 | 0.65 | 0.65 | 0.65 | 0.65 | 0.65 | 0.65 | 0.65 | 0.65 | 0.65 | 0.65 | 0.65 | 0.65 | 0.65 | 0.65
16 | 0.65 | 0.65 | 0.65 | 0.65 | 0.65 | 0.65 | 0.65 | 0.65 | 0.65 | 0.65 | 0.65 | 0.65 | 0.65 | 0.65 | 0.65 | 0.65 | 0.65 | 0.65 | 0.65 | 0.65 | 0.65 | 0.65 | 0.65 | 0.65 | 0.65 | 0.65 | 0.65 | 0.65 | 0.65 | 0.65 | 0.65 | 0.65 | 0.65 | 0.65 | 0.65 | 0.65
17 | 0.65 | 0.65 | 0.65 | 0.65 | 0.65 | 0.65 | 0.65 | 0.65 | 0.65 | 0.65 | 0.65 | 0.65 | 0.65 | 0.65 | 0.65 | 0.65 | 0.65 | 0.65 | 0.65 | 0.65 | 0.65 | 0.65 | 0.65 | 0.65 | 0.65 | 0.65 | 0.65 | 0.65 | 0.65 | 0.65 | 0.65 | 0.65 | 0.65 | 0.65 | 0.65 | 0.65
18 | 0.65 | 0.65 | 0.65 | 0.65 | 0.65 | 0.65 | 0.65 | 0.65 | 0.65 | 0.65 | 0.65 | 0.65 | 0.65 | 0.65 | 0.65 | 0.65 | 0.65 | 0.65 | 0.65 | 0.65 | 0.65 | 0.65 | 0.65 | 0.65 | 0.65 | 0.65 | 0.65 | 0.65 | 0.65 | 0.65 | 0.65 | 0.65 | 0.65 | 0.65 | 0.65 | 0.65
19 | 0.65 | 0.65 | 0.65 | 0.65 | 0.65 | 0.65 | 0.65 | 0.65 | 0.65 | 0.65 | 0.65 | 0.65 | 0.65 | 0.65 | 0.65 | 0.65 | 0.65 | 0.65 | 0.65 | 0.65 | 0.65 | 0.65 | 0.65 | 0.65 | 0.65 | 0.65 | 0.65 | 0.65 | 0.65 | 0.65 | 0.65 | 0.65 | 0.65 | 0.65 | 0.65 | 0.65
20 | 0.65 | 0.65 | 0.65 | 0.65 | 0.65 | 0.65 | 0.65 | 0.65 | 0.65 | 0.65 | 0.65 | 0.65 | 0.65 | 0.65 | 0.65 | 0.65 | 0.65 | 0.65 | 0.65 | 0.65 | 0.65 | 0.65 | 0.65 | 0.65 | 0.65 | 0.65 | 0.65 | 0.65 | 0.65 | 0.65 | 0.65 | 0.65 | 0.65 | 0.65 | 0.65 | 0.65
21 | 0.65 | 0.65 | 0.65 | 0.65 | 0.65 | 0.65 | 0.65 | 0.65 | 0.65 | 0.65 | 0.65 | 0.65 | 0.65 | 0.65 | 0.65 | 0.65 | 0.65 | 0.65 | 0.65 | 0.65 | 0.65 | 0.65 | 0.65 | 0.65 | 0.65 | 0.65 | 0.65 | 0.65 | 0.65 | 0.65 | 0.65 | 0.65 | 0.65 | 0.65 | 0.65 | 0.65
22 | 0.65 | 0.65 | 0.65 | 0.65 | 0.65 | 0.65 | 0.65 | 0.65 | 0.65 | 0.65 | 0.65 | 0.65 | 0.65 | 0.65 | 0.65 | 0.65 | 0.65 | 0.65 | 0.65 | 0.65 | 0.65 | 0.65 | 0.65 | 0.65 | 0.65 | 0.65 | 0.65 | 0.65 | 0.65 | 0.65 | 0.65 | 0.65 | 0.65 | 0.65 | 0.65 | 0.65
23 | 0.65 | 0.65 | 0.65 | 0.65 | 0.65 | 0.65 | 0.65 | 0.65 | 0.65 | 0.65 | 0.65 | 0.65 | 0.65 | 0.65 | 0.65 | 0.65 | 0.65 | 0.65 | 0.65 | 0.65 | 0.65 | 0.65 | 0.65 | 0.65 | 0.65 | 0.65 | 0.65 | 0.65 | 0.65 | 0.65 | 0.65 | 0.65 | 0.65 | 0.65 | 0.65 | 0.65
24 | 0.65 | 0.65 | 0.65 | 0.65 | 0.65 | 0.65 | 0.65 | 0.65 | 0.65 | 0.65 | 0.65 | 0.65 | 0.65 | 0.65 | 0.65 | 0.65 | 0.65 | 0.65 | 0.65 | 0.65 | 0.65 | 0.65 | 0.65 | 0.65 | 0.65 | 0.65 | 0.65 | 0.65 | 0.65 | 0.65 | 0.65 | 0.65 | 0.65 | 0.65 | 0.65 | 0.65
25 | 0.65 | 0.65 | 0.65 | 0.65 | 0.65 | 0.65 | 0.65 | 0.65 | 0.65 | 0.65 | 0.65 | 0.65 | 0.65 | 0.65 | 0.65 | 0.65 | 0.65 | 0.65 | 0.65 | 0.65 | 0.65 | 0.65 | 0.65 | 0.65 | 0.65 | 0.65 | 0.65 | 0.65 | 0.65 | 0.65 | 0.65 | 0.65 | 0.65 | 0.65 | 0.65 | 0.65
26 | 0.65 | 0.65 | 0.65 | 0.65 | 0.65 | 0.65 | 0.65 | 0.65 | 0.65 | 0.65 | 0.65 | 0.65 | 0.65 | 0.65 | 0.65 | 0.65 | 0.65 | 0.65 | 0.65 | 0.65 | 0.65 | 0.65 | 0.65 | 0.65 | 0.65 | 0.65 | 0.65 | 0.65 | 0.65 | 0.65 | 0.65 | 0.65 | 0.65 | 0.65 | 0.65 | 0.65
27 | 0.65 | 0.65 | 0.65 | 0.65 | 0.65 | 0.65 | 0.65 | 0.65 | 0.65 | 0.65 | 0.65 | 0.65 | 0.65 | 0.65 | 0.65 | 0.65 | 0.65 | 0.65 | 0.65 | 0.65 | 0.65 | 0.65 | 0.65 | 0.65 | 0.65 | 0.65 | 0.65 | 0.65 | 0.65 | 0.65 | 0.65 | 0.65 | 0.65 | 0.65 | 0.65 | 0.65
28 | 0.65 | 0.65 | 0.65 | 0.65 | 0.65 | 0.65 | 0.65 | 0.65 | 0.65 | 0.65 | 0.65 | 0.65 | 0.65 | 0.65 | 0.65 | 0.65 | 0.65 | 0.65 | 0.65 | 0.65 | 0.65 | 0.65 | 0.65 | 0.65 | 0.65 | 0.65 | 0.65 | 0.65 | 0.65 | 0.65 | 0.65 | 0.65 | 0.65 | 0.65 | 0.65 | 0.65
29 | 0.65 | 0.65 | 0.65 | 0.65 | 0.65 | 0.65 | 0.65 | 0.65 | 0.65 | 0.65 | 0.65 | 0.65 | 0.65 | 0.65 | 0.65 | 0.65 | 0.65 | 0.65 | 0.65 | 0.65 | 0.65 | 0.65 | 0.65 | 0.65 | 0.65 | 0.65 | 0.65 | 0.65 | 0.65 | 0.65 | 0.65 | 0.65 | 0.65 | 0.65 | 0.65 | 0.65
30 | 0.65 | 0.65 | 0.65 | 0.65 | 0.65 | 0.65 | 0.65 | 0.65 | 0.65 | 0.65 | 0.65 | 0.65 | 0.65 | 0.65 | 0.65 | 0.65 | 0.65 | 0.65 | 0.65 | 0.65 | 0.65 | 0.65 | 0.65 | 0.65 | 0.65 | 0.65 | 0.65 | 0.65 | 0.65 | 0.65 | 0.65 | 0.65 | 0.65 | 0.65 | 0.65 | 0.65
31 | 0.65 | 0.65 | 0.65 | 0.65 | 0.65 | 0.65 | 0.65 | 0.65 | 0.65 | 0.65 | 0.65 | 0.65 | 0.65 | 0.65 | 0.65 | 0.65 | 0.65 | 0.65 | 0.65 | 0.65 | 0.65 | 0.65 | 0.65 | 0.65 | 0.65 | 0.65 | 0.65 | 0.65 | 0.65 | 0.65 | 0.65 | 0.65 | 0.65 | 0.65 | 0.65 | 0.65
32 | 0.65 | 0.65 | 0.65 | 0.65 | 0.65 | 0.65 | 0.65 | 0.65 | 0.65 | 0.65 | 0.65 | 0.65 | 0.65 | 0.65 | 0.65 | 0.65 | 0.65 | 0.65 | 0.65 | 0.65 | 0.65 | 0.65 | 0.65 | 0.65 | 0.65 | 0.65 | 0.65 | 0.65 | 0.65 | 0.65 | 0.65 | 0.65 | 0.65 | 0.65 | 0.65 | 0.65
33 | 0.65 | 0.65 | 0.65 | 0.65 | 0.65 | 0.65 | 0.65 | 0.65 | 0.65 | 0.65 | 0.65 | 0.65 | 0.65 | 0.65 | 0.65 | 0.65 | 0.65 | 0.65 | 0.65 | 0.65 | 0.65 | 0.65 | 0.65 | 0.65 | 0.65 | 0.65 | 0.65 | 0.65 | 0.65 | 0.65 | 0.65 | 0.65 | 0.65 | 0.65 | 0.65 | 0.65
34 | 0.65 | 0.65 | 0.65 | 0.65 | 0.65 | 0.65 | 0.65 | 0.65 | 0.65 | 0.65 | 0.65 | 0.65 | 0.65 | 0.65 | 0.65 | 0.65 | 0.65 | 0.65 | 0.65 | 0.65 | 0.65 | 0.65 | 0.65 | 0.65 | 0.65 | 0.65 | 0.65 | 0.65 | 0.65 | 0.65 | 0.65 | 0.65 | 0.65 | 0.65 | 0.65 | 0.65
35 | 0.65 | 0.65 | 0.65 | 0.65 | 0.65 | 0.65 | 0.65 | 0.65 | 0.65 | 0.65 | 0.65 | 0.65 | 0.65 | 0.65 | 0.65 | 0.65 | 0.65 | 0.65 | 0.65 | 0.65 | 0.65 | 0.65 | 0.65 | 0.65 | 0.65 | 0.65 | 0.65 | 0.65 | 0.65 | 0.65 | 0.65 | 0.65 | 0.65 | 0.65 | 0.65 | 0.65
36 | 0.65 | 0.65 | 0.65 | 0.65 | 0.65 | 0.65 | 0.65 | 0.65 | 0.65 | 0.65 | 0.65 | 0.65 | 0.65 | 0.65 | 0.65 | 0.65 | 0.65 | 0.65 | 0.65 | 0.65 | 0.65 | 0.65 | 0.65 | 0.65 | 0.65 | 0.65 | 0.65 | 0.65 | 0.65 | 0.65 | 0.65 | 0.65 | 0.65 | 0.65 | 0.65 | 0.65
37 | 0.65 | 0.65 | 0.65 | 0.65 | 0.65 | 0.65 | 0.65 | 0.65 | 0.65 | 0.65 | 0.65 | 0.65 | 0.65 | 0.65 | 0.65 | 0.65 | 0.65 | 0.65 | 0.65 | 0.65 | 0.65 | 0.65 | 0.65 | 0.65 | 0.65 | 0.65 | 0.65 | 0.65 | 0.65 | 0.65 | 0.65 | 0.65 | 0.65 | 0.65 | 0.65 | 0.65
38 | 0.65 | 0.65 | 0.65 | 0.65 | 0.65 | 0.65 | 0.65 | 0.65 | 0.65 | 0.65 | 0.65 | 0.65 | 0.65 | 0.65 | 0.65 | 0.65 | 0.65 | 0.65 | 0.65 | 0.65 | 0.65 | 0.65 | 0.65 | 0.65 | 0.65 | 0.65 | 0.65 | 0.65 | 0.65 | 0.65 | 0.65 | 0.65 | 0.65 | 0.65 | 0.65 | 0.65
39 | 0.65 | 0.65 | 0.65 | 0.65 | 0.65 | 0.65 | 0.65 | 0.65 | 0.65 | 0.65 | 0.65 | 0.65 | 0.65 | 0.65 | 0.65 | 0.65 | 0.65 | 0.65 | 0.65 | 0.65 | 0.65 | 0.65 | 0.65 | 0.65 | 0.65 | 0.65 | 0.65 | 0.65 | 0.65 | 0.65 | 0.65 | 0.65 | 0.65 | 0.65 | 0.65 | 0.65
40 | 0.65 | 0.65 | 0.65 | 0.65 | 0.65 | 0.65 | 0.65 | 0.65 | 0.65 | 0.65 | 0.65 | 0.65 | 0.65 | 0.65 | 0.65 | 0.65 | 0.65 | 0.65 | 0.65 | 0.65 | 0.65 | 0.65 | 0.65 | 0.65 | 0.65 | 0.65 | 0.65 | 0.65 | 0.65 | 0.65 | 0.65 | 0.65 | 0.65 | 0.65 | 0.65 | 0.65
41 | 0.65 | 0.65 | 0.65 | 0.65 | 0.65 | 0.65 | 0.65 | 0.65 | 0.65 | 0.65 | 0.65 | 0.65 | 0.65 | 0.65 | 0.65 | 0.65 | 0.65 | 0.65 | 0.65 | 0.65 | 0.65 | 0.65 | 0.65 | 0.65 | 0.65 | 0.65 | 0.65 | 0.65 | 0.65 | 0.65 | 0.65 | 0.65 | 0.65 | 0.65 | 0.65 | 0.65
42 | 0.65 | 0.65 | 0.65 | 0.65 | 0.65 | 0.65 | 0.65 | 0.65 | 0.65 | 0.65 | 0.65 | 0.65 | 0.65 | 0.65 | 0.65 | 0.65 | 0.65 | 0.65 | 0.65 | 0.65 | 0.65 | 0.65 | 0.65 | 0.65 | 0.65 | 0.65 | 0.65 | 0.65 | 0.65 | 0.65 | 0.65 | 0.65 | 0.65 | 0.65 | 0.65 | 0.65
43 | 0.65 | 0.65 | 0.65 | 0.65 | 0.65 | 0.65 | 0.65 | 0.65 | 0.65 | 0.65 | 0.65 | 0.65 | 0.65 | 0.65 | 0.65 | 0.65 | 0.65 | 0.65 | 0.65 | 0.65 | 0.65 | 0.65 | 0.65 | 0.65 | 0.65 | 0.65 | 0.65 | 0.65 | 0.65 | 0.65 | 0.65 | 0.65 | 0.65 | 0.65 | 0.65 | 0.65
44 | 0.65 | 0.65 | 0.65 | 0.65 | 0.65 | 0.65 | 0.65 | 0.65 | 0.65 | 0.65 | 0.65 | 0.65 | 0.65 | 0.65 | 0.65 | 0.65 | 0.65 | 0.65 | 0.65 | 0.65 | 0.65 | 0.65 | 0.65 | 0.65 | 0.65 | 0.65 | 0.65 | 0.65 | 0.65 | 0.65 | 0.65 | 0.65 | 0.65 | 0.65 | 0.65 | 0.65
45 | 0.65 | 0.65 | 0.65 | 0.65 | 0.65 | 0.65 | 0.65 | 0.65 | 0.65 | 0.65 | 0.65 | 0.65 | 0.65 | 0.65 | 0.65 | 0.65 | 0.65 | 0.65 | 0.65 | 0.65 | 0.65 | 0.65 | 0.65 | 0.65 | 0.65 | 0.65 | 0.65 | 0.65 | 0.65 | 0.65 | 0.65 | 0.65 | 0.65 | 0.65 | 0.65 | 0.65
46 | 0.65 | 0.65 | 0.65 | 0.65 | 0.65 | 0.65 | 0.65 | 0.65 | 0.65 | 0.65 | 0.65 | 0.65 | 0.65 | 0.65 | 0.65 | 0.65 | 0.65 | 0.65 | 0.65 | 0.65 | 0.65 | 0.65 | 0.65 | 0.65 | 0.65 | 0.65 | 0.65 | 0.65 | 0.65 | 0.65 | 0.65 | 0.65 | 0.65 | 0.65 | 0.65 | 0.65
47 | 0.65 | 0.65 | 0.65 | 0.65 | 0.65 | 0.65 | 0.65 | 0.65 | 0.65 | 0.65 | 0.65 | 0.65 | 0.65 | 0.65 | 0.65 | 0.65 | 0.65 | 0.65 | 0.65 | 0.65 | 0.65 | 0.65 | 0.65 | 0.65 | 0.65 | 0.65 | 0.65 | 0.65 | 0.65 | 0.65 | 0.65 | 0.65 | 0.65 | 0.65 | 0.65 | 0.65
48 | 0.65 | 0.65 | 0.65 | 0.65 | 0.65 | 0.65 | 0.65 | 0.65 | 0.65 | 0.65 | 0.65 | 0.65 | 0.65 | 0.65 | 0.65 | 0.65 | 0.65 | 0.65 | 0.65 | 0.65 | 0.65 | 0.65 | 0.65 | 0.65 | 0.65 | 0.65 | 0.65 | 0.65 | 0.65 | 0.65 | 0.65 | 0.65 | 0.65 | 0.65 | 0.65 | 0.65
49 | 0.65 | 0.65 | 0.65 | 0.65 | 0.65 | 0.65 | 0.65 | 0.65 | 0.65 | 0.65 | 0.65 | 0.65 | 0.65 | 0.65 | 0.65 | 0.65 | 0.65 | 0.65 | 0.65 | 0.65 | 0.65 | 0.65 | 0.65 | 0.65 | 0.65 | 0.65 | 0.65 | 0.65 | 0.65 | 0.65 | 0.65 | 0.65 | 0.65 | 0.65 | 0.65 | 0.65
50 | 0.65 | 0.65 | 0.65 | 0.65 | 0.65 | 0.65 | 0.65 | 0.65 | 0.65 | 0.65 | 0.65 | 0.65 | 0.65 | 0.65 | 0.65 | 0.65 | 0.65 | 0.65 | 0.65 | 0.65 | 0.65 | 0.65 | 0.65 | 0.65 | 0.65 | 0.65 | 0.65 | 0.65 | 0.65 | 0.65 | 0.65 | 0.65 | 0.65 | 0.65 | 0.65 | 0.65
51 | 0.65 | 0.65 | 0.65 | 0.65 | 0.65 | 0.65 | 0.65 | 0.65 | 0.65 | 0.65 | 0.65 | 0.65 | 0.65 | 0.65 | 0.65 | 0.65 | 0.65 | 0.65 | 0.65 | 0.65 | 0.65 | 0.65 | 0.65 | 0.65 | 0.65 | 0.65 | 0.65 | 0.65 | 0.65 | 0.65 | 0.65 | 0.65 | 0.65 | 0.65 | 0.65 | 0.65
52 | 0.65 | 0.65 | 0.65 | 0.65 | 0.65 | 0.65 | 0.65 | 0.65 | 0.65 | 0.65 | 0.65 | 0.65 | 0.65 | 0.65 | 0.65 | 0.65 | 0.65 | 0.65 | 0.65 | 0.65 | 0.65 | 0.65 | 0.65 | 0.65 | 0.65 | 0.65 | 0.65 | 0.65 | 0.65 | 0.65 | 0.65 | 0.65 | 0.65 | 0.65 | 0.65 | 0.65
| MKPHFSCHO0 |  |  | 0.65
| 2020 | 2021 | 2022 | 2023 | 2024 | 2025 | 2026 | 2027 | 2028 | 2029 | 2030 | 2031 | 2032 | 2033 | 2034 | 2035 | 2036 | 2037 | 2038 | 2039 | 2040 | 2041 | 2042 | 2043 | 2044 | 2045 | 2046 | 2047 | 2048 | 2049 | 2050 | 2051 | 2052 | 2053 | 2054 | 2055:=
1 | 0.65 | 0.65 | 0.65 | 0.65 | 0.65 | 0.65 | 0.65 | 0.65 | 0.65 | 0.65 | 0.65 | 0.65 | 0.65 | 0.65 | 0.65 | 0.65 | 0.65 | 0.65 | 0.65 | 0.65 | 0.65 | 0.65 | 0.65 | 0.65 | 0.65 | 0.65 | 0.65 | 0.65 | 0.65 | 0.65 | 0.65 | 0.65 | 0.65 | 0.65 | 0.65 | 0.65
2 | 0.65 | 0.65 | 0.65 | 0.65 | 0.65 | 0.65 | 0.65 | 0.65 | 0.65 | 0.65 | 0.65 | 0.65 | 0.65 | 0.65 | 0.65 | 0.65 | 0.65 | 0.65 | 0.65 | 0.65 | 0.65 | 0.65 | 0.65 | 0.65 | 0.65 | 0.65 | 0.65 | 0.65 | 0.65 | 0.65 | 0.65 | 0.65 | 0.65 | 0.65 | 0.65 | 0.65
3 | 0.65 | 0.65 | 0.65 | 0.65 | 0.65 | 0.65 | 0.65 | 0.65 | 0.65 | 0.65 | 0.65 | 0.65 | 0.65 | 0.65 | 0.65 | 0.65 | 0.65 | 0.65 | 0.65 | 0.65 | 0.65 | 0.65 | 0.65 | 0.65 | 0.65 | 0.65 | 0.65 | 0.65 | 0.65 | 0.65 | 0.65 | 0.65 | 0.65 | 0.65 | 0.65 | 0.65
4 | 0.65 | 0.65 | 0.65 | 0.65 | 0.65 | 0.65 | 0.65 | 0.65 | 0.65 | 0.65 | 0.65 | 0.65 | 0.65 | 0.65 | 0.65 | 0.65 | 0.65 | 0.65 | 0.65 | 0.65 | 0.65 | 0.65 | 0.65 | 0.65 | 0.65 | 0.65 | 0.65 | 0.65 | 0.65 | 0.65 | 0.65 | 0.65 | 0.65 | 0.65 | 0.65 | 0.65
5 | 0.65 | 0.65 | 0.65 | 0.65 | 0.65 | 0.65 | 0.65 | 0.65 | 0.65 | 0.65 | 0.65 | 0.65 | 0.65 | 0.65 | 0.65 | 0.65 | 0.65 | 0.65 | 0.65 | 0.65 | 0.65 | 0.65 | 0.65 | 0.65 | 0.65 | 0.65 | 0.65 | 0.65 | 0.65 | 0.65 | 0.65 | 0.65 | 0.65 | 0.65 | 0.65 | 0.65
6 | 0.65 | 0.65 | 0.65 | 0.65 | 0.65 | 0.65 | 0.65 | 0.65 | 0.65 | 0.65 | 0.65 | 0.65 | 0.65 | 0.65 | 0.65 | 0.65 | 0.65 | 0.65 | 0.65 | 0.65 | 0.65 | 0.65 | 0.65 | 0.65 | 0.65 | 0.65 | 0.65 | 0.65 | 0.65 | 0.65 | 0.65 | 0.65 | 0.65 | 0.65 | 0.65 | 0.65
7 | 0.65 | 0.65 | 0.65 | 0.65 | 0.65 | 0.65 | 0.65 | 0.65 | 0.65 | 0.65 | 0.65 | 0.65 | 0.65 | 0.65 | 0.65 | 0.65 | 0.65 | 0.65 | 0.65 | 0.65 | 0.65 | 0.65 | 0.65 | 0.65 | 0.65 | 0.65 | 0.65 | 0.65 | 0.65 | 0.65 | 0.65 | 0.65 | 0.65 | 0.65 | 0.65 | 0.65
8 | 0.65 | 0.65 | 0.65 | 0.65 | 0.65 | 0.65 | 0.65 | 0.65 | 0.65 | 0.65 | 0.65 | 0.65 | 0.65 | 0.65 | 0.65 | 0.65 | 0.65 | 0.65 | 0.65 | 0.65 | 0.65 | 0.65 | 0.65 | 0.65 | 0.65 | 0.65 | 0.65 | 0.65 | 0.65 | 0.65 | 0.65 | 0.65 | 0.65 | 0.65 | 0.65 | 0.65
9 | 0.65 | 0.65 | 0.65 | 0.65 | 0.65 | 0.65 | 0.65 | 0.65 | 0.65 | 0.65 | 0.65 | 0.65 | 0.65 | 0.65 | 0.65 | 0.65 | 0.65 | 0.65 | 0.65 | 0.65 | 0.65 | 0.65 | 0.65 | 0.65 | 0.65 | 0.65 | 0.65 | 0.65 | 0.65 | 0.65 | 0.65 | 0.65 | 0.65 | 0.65 | 0.65 | 0.65
10 | 0.65 | 0.65 | 0.65 | 0.65 | 0.65 | 0.65 | 0.65 | 0.65 | 0.65 | 0.65 | 0.65 | 0.65 | 0.65 | 0.65 | 0.65 | 0.65 | 0.65 | 0.65 | 0.65 | 0.65 | 0.65 | 0.65 | 0.65 | 0.65 | 0.65 | 0.65 | 0.65 | 0.65 | 0.65 | 0.65 | 0.65 | 0.65 | 0.65 | 0.65 | 0.65 | 0.65
11 | 0.65 | 0.65 | 0.65 | 0.65 | 0.65 | 0.65 | 0.65 | 0.65 | 0.65 | 0.65 | 0.65 | 0.65 | 0.65 | 0.65 | 0.65 | 0.65 | 0.65 | 0.65 | 0.65 | 0.65 | 0.65 | 0.65 | 0.65 | 0.65 | 0.65 | 0.65 | 0.65 | 0.65 | 0.65 | 0.65 | 0.65 | 0.65 | 0.65 | 0.65 | 0.65 | 0.65
12 | 0.65 | 0.65 | 0.65 | 0.65 | 0.65 | 0.65 | 0.65 | 0.65 | 0.65 | 0.65 | 0.65 | 0.65 | 0.65 | 0.65 | 0.65 | 0.65 | 0.65 | 0.65 | 0.65 | 0.65 | 0.65 | 0.65 | 0.65 | 0.65 | 0.65 | 0.65 | 0.65 | 0.65 | 0.65 | 0.65 | 0.65 | 0.65 | 0.65 | 0.65 | 0.65 | 0.65
13 | 0.65 | 0.65 | 0.65 | 0.65 | 0.65 | 0.65 | 0.65 | 0.65 | 0.65 | 0.65 | 0.65 | 0.65 | 0.65 | 0.65 | 0.65 | 0.65 | 0.65 | 0.65 | 0.65 | 0.65 | 0.65 | 0.65 | 0.65 | 0.65 | 0.65 | 0.65 | 0.65 | 0.65 | 0.65 | 0.65 | 0.65 | 0.65 | 0.65 | 0.65 | 0.65 | 0.65
14 | 0.65 | 0.65 | 0.65 | 0.65 | 0.65 | 0.65 | 0.65 | 0.65 | 0.65 | 0.65 | 0.65 | 0.65 | 0.65 | 0.65 | 0.65 | 0.65 | 0.65 | 0.65 | 0.65 | 0.65 | 0.65 | 0.65 | 0.65 | 0.65 | 0.65 | 0.65 | 0.65 | 0.65 | 0.65 | 0.65 | 0.65 | 0.65 | 0.65 | 0.65 | 0.65 | 0.65
15 | 0.65 | 0.65 | 0.65 | 0.65 | 0.65 | 0.65 | 0.65 | 0.65 | 0.65 | 0.65 | 0.65 | 0.65 | 0.65 | 0.65 | 0.65 | 0.65 | 0.65 | 0.65 | 0.65 | 0.65 | 0.65 | 0.65 | 0.65 | 0.65 | 0.65 | 0.65 | 0.65 | 0.65 | 0.65 | 0.65 | 0.65 | 0.65 | 0.65 | 0.65 | 0.65 | 0.65
16 | 0.65 | 0.65 | 0.65 | 0.65 | 0.65 | 0.65 | 0.65 | 0.65 | 0.65 | 0.65 | 0.65 | 0.65 | 0.65 | 0.65 | 0.65 | 0.65 | 0.65 | 0.65 | 0.65 | 0.65 | 0.65 | 0.65 | 0.65 | 0.65 | 0.65 | 0.65 | 0.65 | 0.65 | 0.65 | 0.65 | 0.65 | 0.65 | 0.65 | 0.65 | 0.65 | 0.65
17 | 0.65 | 0.65 | 0.65 | 0.65 | 0.65 | 0.65 | 0.65 | 0.65 | 0.65 | 0.65 | 0.65 | 0.65 | 0.65 | 0.65 | 0.65 | 0.65 | 0.65 | 0.65 | 0.65 | 0.65 | 0.65 | 0.65 | 0.65 | 0.65 | 0.65 | 0.65 | 0.65 | 0.65 | 0.65 | 0.65 | 0.65 | 0.65 | 0.65 | 0.65 | 0.65 | 0.65
18 | 0.65 | 0.65 | 0.65 | 0.65 | 0.65 | 0.65 | 0.65 | 0.65 | 0.65 | 0.65 | 0.65 | 0.65 | 0.65 | 0.65 | 0.65 | 0.65 | 0.65 | 0.65 | 0.65 | 0.65 | 0.65 | 0.65 | 0.65 | 0.65 | 0.65 | 0.65 | 0.65 | 0.65 | 0.65 | 0.65 | 0.65 | 0.65 | 0.65 | 0.65 | 0.65 | 0.65
19 | 0.65 | 0.65 | 0.65 | 0.65 | 0.65 | 0.65 | 0.65 | 0.65 | 0.65 | 0.65 | 0.65 | 0.65 | 0.65 | 0.65 | 0.65 | 0.65 | 0.65 | 0.65 | 0.65 | 0.65 | 0.65 | 0.65 | 0.65 | 0.65 | 0.65 | 0.65 | 0.65 | 0.65 | 0.65 | 0.65 | 0.65 | 0.65 | 0.65 | 0.65 | 0.65 | 0.65
20 | 0.65 | 0.65 | 0.65 | 0.65 | 0.65 | 0.65 | 0.65 | 0.65 | 0.65 | 0.65 | 0.65 | 0.65 | 0.65 | 0.65 | 0.65 | 0.65 | 0.65 | 0.65 | 0.65 | 0.65 | 0.65 | 0.65 | 0.65 | 0.65 | 0.65 | 0.65 | 0.65 | 0.65 | 0.65 | 0.65 | 0.65 | 0.65 | 0.65 | 0.65 | 0.65 | 0.65
21 | 0.65 | 0.65 | 0.65 | 0.65 | 0.65 | 0.65 | 0.65 | 0.65 | 0.65 | 0.65 | 0.65 | 0.65 | 0.65 | 0.65 | 0.65 | 0.65 | 0.65 | 0.65 | 0.65 | 0.65 | 0.65 | 0.65 | 0.65 | 0.65 | 0.65 | 0.65 | 0.65 | 0.65 | 0.65 | 0.65 | 0.65 | 0.65 | 0.65 | 0.65 | 0.65 | 0.65
22 | 0.65 | 0.65 | 0.65 | 0.65 | 0.65 | 0.65 | 0.65 | 0.65 | 0.65 | 0.65 | 0.65 | 0.65 | 0.65 | 0.65 | 0.65 | 0.65 | 0.65 | 0.65 | 0.65 | 0.65 | 0.65 | 0.65 | 0.65 | 0.65 | 0.65 | 0.65 | 0.65 | 0.65 | 0.65 | 0.65 | 0.65 | 0.65 | 0.65 | 0.65 | 0.65 | 0.65
23 | 0.65 | 0.65 | 0.65 | 0.65 | 0.65 | 0.65 | 0.65 | 0.65 | 0.65 | 0.65 | 0.65 | 0.65 | 0.65 | 0.65 | 0.65 | 0.65 | 0.65 | 0.65 | 0.65 | 0.65 | 0.65 | 0.65 | 0.65 | 0.65 | 0.65 | 0.65 | 0.65 | 0.65 | 0.65 | 0.65 | 0.65 | 0.65 | 0.65 | 0.65 | 0.65 | 0.65
24 | 0.65 | 0.65 | 0.65 | 0.65 | 0.65 | 0.65 | 0.65 | 0.65 | 0.65 | 0.65 | 0.65 | 0.65 | 0.65 | 0.65 | 0.65 | 0.65 | 0.65 | 0.65 | 0.65 | 0.65 | 0.65 | 0.65 | 0.65 | 0.65 | 0.65 | 0.65 | 0.65 | 0.65 | 0.65 | 0.65 | 0.65 | 0.65 | 0.65 | 0.65 | 0.65 | 0.65
25 | 0.65 | 0.65 | 0.65 | 0.65 | 0.65 | 0.65 | 0.65 | 0.65 | 0.65 | 0.65 | 0.65 | 0.65 | 0.65 | 0.65 | 0.65 | 0.65 | 0.65 | 0.65 | 0.65 | 0.65 | 0.65 | 0.65 | 0.65 | 0.65 | 0.65 | 0.65 | 0.65 | 0.65 | 0.65 | 0.65 | 0.65 | 0.65 | 0.65 | 0.65 | 0.65 | 0.65
26 | 0.65 | 0.65 | 0.65 | 0.65 | 0.65 | 0.65 | 0.65 | 0.65 | 0.65 | 0.65 | 0.65 | 0.65 | 0.65 | 0.65 | 0.65 | 0.65 | 0.65 | 0.65 | 0.65 | 0.65 | 0.65 | 0.65 | 0.65 | 0.65 | 0.65 | 0.65 | 0.65 | 0.65 | 0.65 | 0.65 | 0.65 | 0.65 | 0.65 | 0.65 | 0.65 | 0.65
27 | 0.65 | 0.65 | 0.65 | 0.65 | 0.65 | 0.65 | 0.65 | 0.65 | 0.65 | 0.65 | 0.65 | 0.65 | 0.65 | 0.65 | 0.65 | 0.65 | 0.65 | 0.65 | 0.65 | 0.65 | 0.65 | 0.65 | 0.65 | 0.65 | 0.65 | 0.65 | 0.65 | 0.65 | 0.65 | 0.65 | 0.65 | 0.65 | 0.65 | 0.65 | 0.65 | 0.65
28 | 0.65 | 0.65 | 0.65 | 0.65 | 0.65 | 0.65 | 0.65 | 0.65 | 0.65 | 0.65 | 0.65 | 0.65 | 0.65 | 0.65 | 0.65 | 0.65 | 0.65 | 0.65 | 0.65 | 0.65 | 0.65 | 0.65 | 0.65 | 0.65 | 0.65 | 0.65 | 0.65 | 0.65 | 0.65 | 0.65 | 0.65 | 0.65 | 0.65 | 0.65 | 0.65 | 0.65
29 | 0.65 | 0.65 | 0.65 | 0.65 | 0.65 | 0.65 | 0.65 | 0.65 | 0.65 | 0.65 | 0.65 | 0.65 | 0.65 | 0.65 | 0.65 | 0.65 | 0.65 | 0.65 | 0.65 | 0.65 | 0.65 | 0.65 | 0.65 | 0.65 | 0.65 | 0.65 | 0.65 | 0.65 | 0.65 | 0.65 | 0.65 | 0.65 | 0.65 | 0.65 | 0.65 | 0.65
30 | 0.65 | 0.65 | 0.65 | 0.65 | 0.65 | 0.65 | 0.65 | 0.65 | 0.65 | 0.65 | 0.65 | 0.65 | 0.65 | 0.65 | 0.65 | 0.65 | 0.65 | 0.65 | 0.65 | 0.65 | 0.65 | 0.65 | 0.65 | 0.65 | 0.65 | 0.65 | 0.65 | 0.65 | 0.65 | 0.65 | 0.65 | 0.65 | 0.65 | 0.65 | 0.65 | 0.65
31 | 0.65 | 0.65 | 0.65 | 0.65 | 0.65 | 0.65 | 0.65 | 0.65 | 0.65 | 0.65 | 0.65 | 0.65 | 0.65 | 0.65 | 0.65 | 0.65 | 0.65 | 0.65 | 0.65 | 0.65 | 0.65 | 0.65 | 0.65 | 0.65 | 0.65 | 0.65 | 0.65 | 0.65 | 0.65 | 0.65 | 0.65 | 0.65 | 0.65 | 0.65 | 0.65 | 0.65
32 | 0.65 | 0.65 | 0.65 | 0.65 | 0.65 | 0.65 | 0.65 | 0.65 | 0.65 | 0.65 | 0.65 | 0.65 | 0.65 | 0.65 | 0.65 | 0.65 | 0.65 | 0.65 | 0.65 | 0.65 | 0.65 | 0.65 | 0.65 | 0.65 | 0.65 | 0.65 | 0.65 | 0.65 | 0.65 | 0.65 | 0.65 | 0.65 | 0.65 | 0.65 | 0.65 | 0.65
33 | 0.65 | 0.65 | 0.65 | 0.65 | 0.65 | 0.65 | 0.65 | 0.65 | 0.65 | 0.65 | 0.65 | 0.65 | 0.65 | 0.65 | 0.65 | 0.65 | 0.65 | 0.65 | 0.65 | 0.65 | 0.65 | 0.65 | 0.65 | 0.65 | 0.65 | 0.65 | 0.65 | 0.65 | 0.65 | 0.65 | 0.65 | 0.65 | 0.65 | 0.65 | 0.65 | 0.65
34 | 0.65 | 0.65 | 0.65 | 0.65 | 0.65 | 0.65 | 0.65 | 0.65 | 0.65 | 0.65 | 0.65 | 0.65 | 0.65 | 0.65 | 0.65 | 0.65 | 0.65 | 0.65 | 0.65 | 0.65 | 0.65 | 0.65 | 0.65 | 0.65 | 0.65 | 0.65 | 0.65 | 0.65 | 0.65 | 0.65 | 0.65 | 0.65 | 0.65 | 0.65 | 0.65 | 0.65
35 | 0.65 | 0.65 | 0.65 | 0.65 | 0.65 | 0.65 | 0.65 | 0.65 | 0.65 | 0.65 | 0.65 | 0.65 | 0.65 | 0.65 | 0.65 | 0.65 | 0.65 | 0.65 | 0.65 | 0.65 | 0.65 | 0.65 | 0.65 | 0.65 | 0.65 | 0.65 | 0.65 | 0.65 | 0.65 | 0.65 | 0.65 | 0.65 | 0.65 | 0.65 | 0.65 | 0.65
36 | 0.65 | 0.65 | 0.65 | 0.65 | 0.65 | 0.65 | 0.65 | 0.65 | 0.65 | 0.65 | 0.65 | 0.65 | 0.65 | 0.65 | 0.65 | 0.65 | 0.65 | 0.65 | 0.65 | 0.65 | 0.65 | 0.65 | 0.65 | 0.65 | 0.65 | 0.65 | 0.65 | 0.65 | 0.65 | 0.65 | 0.65 | 0.65 | 0.65 | 0.65 | 0.65 | 0.65
37 | 0.65 | 0.65 | 0.65 | 0.65 | 0.65 | 0.65 | 0.65 | 0.65 | 0.65 | 0.65 | 0.65 | 0.65 | 0.65 | 0.65 | 0.65 | 0.65 | 0.65 | 0.65 | 0.65 | 0.65 | 0.65 | 0.65 | 0.65 | 0.65 | 0.65 | 0.65 | 0.65 | 0.65 | 0.65 | 0.65 | 0.65 | 0.65 | 0.65 | 0.65 | 0.65 | 0.65
38 | 0.65 | 0.65 | 0.65 | 0.65 | 0.65 | 0.65 | 0.65 | 0.65 | 0.65 | 0.65 | 0.65 | 0.65 | 0.65 | 0.65 | 0.65 | 0.65 | 0.65 | 0.65 | 0.65 | 0.65 | 0.65 | 0.65 | 0.65 | 0.65 | 0.65 | 0.65 | 0.65 | 0.65 | 0.65 | 0.65 | 0.65 | 0.65 | 0.65 | 0.65 | 0.65 | 0.65
39 | 0.65 | 0.65 | 0.65 | 0.65 | 0.65 | 0.65 | 0.65 | 0.65 | 0.65 | 0.65 | 0.65 | 0.65 | 0.65 | 0.65 | 0.65 | 0.65 | 0.65 | 0.65 | 0.65 | 0.65 | 0.65 | 0.65 | 0.65 | 0.65 | 0.65 | 0.65 | 0.65 | 0.65 | 0.65 | 0.65 | 0.65 | 0.65 | 0.65 | 0.65 | 0.65 | 0.65
40 | 0.65 | 0.65 | 0.65 | 0.65 | 0.65 | 0.65 | 0.65 | 0.65 | 0.65 | 0.65 | 0.65 | 0.65 | 0.65 | 0.65 | 0.65 | 0.65 | 0.65 | 0.65 | 0.65 | 0.65 | 0.65 | 0.65 | 0.65 | 0.65 | 0.65 | 0.65 | 0.65 | 0.65 | 0.65 | 0.65 | 0.65 | 0.65 | 0.65 | 0.65 | 0.65 | 0.65
41 | 0.65 | 0.65 | 0.65 | 0.65 | 0.65 | 0.65 | 0.65 | 0.65 | 0.65 | 0.65 | 0.65 | 0.65 | 0.65 | 0.65 | 0.65 | 0.65 | 0.65 | 0.65 | 0.65 | 0.65 | 0.65 | 0.65 | 0.65 | 0.65 | 0.65 | 0.65 | 0.65 | 0.65 | 0.65 | 0.65 | 0.65 | 0.65 | 0.65 | 0.65 | 0.65 | 0.65
42 | 0.65 | 0.65 | 0.65 | 0.65 | 0.65 | 0.65 | 0.65 | 0.65 | 0.65 | 0.65 | 0.65 | 0.65 | 0.65 | 0.65 | 0.65 | 0.65 | 0.65 | 0.65 | 0.65 | 0.65 | 0.65 | 0.65 | 0.65 | 0.65 | 0.65 | 0.65 | 0.65 | 0.65 | 0.65 | 0.65 | 0.65 | 0.65 | 0.65 | 0.65 | 0.65 | 0.65
43 | 0.65 | 0.65 | 0.65 | 0.65 | 0.65 | 0.65 | 0.65 | 0.65 | 0.65 | 0.65 | 0.65 | 0.65 | 0.65 | 0.65 | 0.65 | 0.65 | 0.65 | 0.65 | 0.65 | 0.65 | 0.65 | 0.65 | 0.65 | 0.65 | 0.65 | 0.65 | 0.65 | 0.65 | 0.65 | 0.65 | 0.65 | 0.65 | 0.65 | 0.65 | 0.65 | 0.65
44 | 0.65 | 0.65 | 0.65 | 0.65 | 0.65 | 0.65 | 0.65 | 0.65 | 0.65 | 0.65 | 0.65 | 0.65 | 0.65 | 0.65 | 0.65 | 0.65 | 0.65 | 0.65 | 0.65 | 0.65 | 0.65 | 0.65 | 0.65 | 0.65 | 0.65 | 0.65 | 0.65 | 0.65 | 0.65 | 0.65 | 0.65 | 0.65 | 0.65 | 0.65 | 0.65 | 0.65
45 | 0.65 | 0.65 | 0.65 | 0.65 | 0.65 | 0.65 | 0.65 | 0.65 | 0.65 | 0.65 | 0.65 | 0.65 | 0.65 | 0.65 | 0.65 | 0.65 | 0.65 | 0.65 | 0.65 | 0.65 | 0.65 | 0.65 | 0.65 | 0.65 | 0.65 | 0.65 | 0.65 | 0.65 | 0.65 | 0.65 | 0.65 | 0.65 | 0.65 | 0.65 | 0.65 | 0.65
46 | 0.65 | 0.65 | 0.65 | 0.65 | 0.65 | 0.65 | 0.65 | 0.65 | 0.65 | 0.65 | 0.65 | 0.65 | 0.65 | 0.65 | 0.65 | 0.65 | 0.65 | 0.65 | 0.65 | 0.65 | 0.65 | 0.65 | 0.65 | 0.65 | 0.65 | 0.65 | 0.65 | 0.65 | 0.65 | 0.65 | 0.65 | 0.65 | 0.65 | 0.65 | 0.65 | 0.65
47 | 0.65 | 0.65 | 0.65 | 0.65 | 0.65 | 0.65 | 0.65 | 0.65 | 0.65 | 0.65 | 0.65 | 0.65 | 0.65 | 0.65 | 0.65 | 0.65 | 0.65 | 0.65 | 0.65 | 0.65 | 0.65 | 0.65 | 0.65 | 0.65 | 0.65 | 0.65 | 0.65 | 0.65 | 0.65 | 0.65 | 0.65 | 0.65 | 0.65 | 0.65 | 0.65 | 0.65
48 | 0.65 | 0.65 | 0.65 | 0.65 | 0.65 | 0.65 | 0.65 | 0.65 | 0.65 | 0.65 | 0.65 | 0.65 | 0.65 | 0.65 | 0.65 | 0.65 | 0.65 | 0.65 | 0.65 | 0.65 | 0.65 | 0.65 | 0.65 | 0.65 | 0.65 | 0.65 | 0.65 | 0.65 | 0.65 | 0.65 | 0.65 | 0.65 | 0.65 | 0.65 | 0.65 | 0.65
49 | 0.65 | 0.65 | 0.65 | 0.65 | 0.65 | 0.65 | 0.65 | 0.65 | 0.65 | 0.65 | 0.65 | 0.65 | 0.65 | 0.65 | 0.65 | 0.65 | 0.65 | 0.65 | 0.65 | 0.65 | 0.65 | 0.65 | 0.65 | 0.65 | 0.65 | 0.65 | 0.65 | 0.65 | 0.65 | 0.65 | 0.65 | 0.65 | 0.65 | 0.65 | 0.65 | 0.65
50 | 0.65 | 0.65 | 0.65 | 0.65 | 0.65 | 0.65 | 0.65 | 0.65 | 0.65 | 0.65 | 0.65 | 0.65 | 0.65 | 0.65 | 0.65 | 0.65 | 0.65 | 0.65 | 0.65 | 0.65 | 0.65 | 0.65 | 0.65 | 0.65 | 0.65 | 0.65 | 0.65 | 0.65 | 0.65 | 0.65 | 0.65 | 0.65 | 0.65 | 0.65 | 0.65 | 0.65
51 | 0.65 | 0.65 | 0.65 | 0.65 | 0.65 | 0.65 | 0.65 | 0.65 | 0.65 | 0.65 | 0.65 | 0.65 | 0.65 | 0.65 | 0.65 | 0.65 | 0.65 | 0.65 | 0.65 | 0.65 | 0.65 | 0.65 | 0.65 | 0.65 | 0.65 | 0.65 | 0.65 | 0.65 | 0.65 | 0.65 | 0.65 | 0.65 | 0.65 | 0.65 | 0.65 | 0.65
52 | 0.65 | 0.65 | 0.65 | 0.65 | 0.65 | 0.65 | 0.65 | 0.65 | 0.65 | 0.65 | 0.65 | 0.65 | 0.65 | 0.65 | 0.65 | 0.65 | 0.65 | 0.65 | 0.65 | 0.65 | 0.65 | 0.65 | 0.65 | 0.65 | 0.65 | 0.65 | 0.65 | 0.65 | 0.65 | 0.65 | 0.65 | 0.65 | 0.65 | 0.65 | 0.65 | 0.65
| MKPHYDMHO0 |  |  | 0.21
| 2020 | 2021 | 2022 | 2023 | 2024 | 2025 | 2026 | 2027 | 2028 | 2029 | 2030 | 2031 | 2032 | 2033 | 2034 | 2035 | 2036 | 2037 | 2038 | 2039 | 2040 | 2041 | 2042 | 2043 | 2044 | 2045 | 2046 | 2047 | 2048 | 2049 | 2050 | 2051 | 2052 | 2053 | 2054 | 2055:=
1 | 0.21 | 0.21 | 0.21 | 0.21 | 0.21 | 0.21 | 0.21 | 0.21 | 0.21 | 0.21 | 0.21 | 0.21 | 0.21 | 0.21 | 0.21 | 0.21 | 0.21 | 0.21 | 0.21 | 0.21 | 0.21 | 0.21 | 0.21 | 0.21 | 0.21 | 0.21 | 0.21 | 0.21 | 0.21 | 0.21 | 0.21 | 0.21 | 0.21 | 0.21 | 0.21 | 0.21
2 | 0.21 | 0.21 | 0.21 | 0.21 | 0.21 | 0.21 | 0.21 | 0.21 | 0.21 | 0.21 | 0.21 | 0.21 | 0.21 | 0.21 | 0.21 | 0.21 | 0.21 | 0.21 | 0.21 | 0.21 | 0.21 | 0.21 | 0.21 | 0.21 | 0.21 | 0.21 | 0.21 | 0.21 | 0.21 | 0.21 | 0.21 | 0.21 | 0.21 | 0.21 | 0.21 | 0.21
3 | 0.21 | 0.21 | 0.21 | 0.21 | 0.21 | 0.21 | 0.21 | 0.21 | 0.21 | 0.21 | 0.21 | 0.21 | 0.21 | 0.21 | 0.21 | 0.21 | 0.21 | 0.21 | 0.21 | 0.21 | 0.21 | 0.21 | 0.21 | 0.21 | 0.21 | 0.21 | 0.21 | 0.21 | 0.21 | 0.21 | 0.21 | 0.21 | 0.21 | 0.21 | 0.21 | 0.21
4 | 0.21 | 0.21 | 0.21 | 0.21 | 0.21 | 0.21 | 0.21 | 0.21 | 0.21 | 0.21 | 0.21 | 0.21 | 0.21 | 0.21 | 0.21 | 0.21 | 0.21 | 0.21 | 0.21 | 0.21 | 0.21 | 0.21 | 0.21 | 0.21 | 0.21 | 0.21 | 0.21 | 0.21 | 0.21 | 0.21 | 0.21 | 0.21 | 0.21 | 0.21 | 0.21 | 0.21
5 | 0.21 | 0.21 | 0.21 | 0.21 | 0.21 | 0.21 | 0.21 | 0.21 | 0.21 | 0.21 | 0.21 | 0.21 | 0.21 | 0.21 | 0.21 | 0.21 | 0.21 | 0.21 | 0.21 | 0.21 | 0.21 | 0.21 | 0.21 | 0.21 | 0.21 | 0.21 | 0.21 | 0.21 | 0.21 | 0.21 | 0.21 | 0.21 | 0.21 | 0.21 | 0.21 | 0.21
6 | 0.21 | 0.21 | 0.21 | 0.21 | 0.21 | 0.21 | 0.21 | 0.21 | 0.21 | 0.21 | 0.21 | 0.21 | 0.21 | 0.21 | 0.21 | 0.21 | 0.21 | 0.21 | 0.21 | 0.21 | 0.21 | 0.21 | 0.21 | 0.21 | 0.21 | 0.21 | 0.21 | 0.21 | 0.21 | 0.21 | 0.21 | 0.21 | 0.21 | 0.21 | 0.21 | 0.21
7 | 0.21 | 0.21 | 0.21 | 0.21 | 0.21 | 0.21 | 0.21 | 0.21 | 0.21 | 0.21 | 0.21 | 0.21 | 0.21 | 0.21 | 0.21 | 0.21 | 0.21 | 0.21 | 0.21 | 0.21 | 0.21 | 0.21 | 0.21 | 0.21 | 0.21 | 0.21 | 0.21 | 0.21 | 0.21 | 0.21 | 0.21 | 0.21 | 0.21 | 0.21 | 0.21 | 0.21
8 | 0.21 | 0.21 | 0.21 | 0.21 | 0.21 | 0.21 | 0.21 | 0.21 | 0.21 | 0.21 | 0.21 | 0.21 | 0.21 | 0.21 | 0.21 | 0.21 | 0.21 | 0.21 | 0.21 | 0.21 | 0.21 | 0.21 | 0.21 | 0.21 | 0.21 | 0.21 | 0.21 | 0.21 | 0.21 | 0.21 | 0.21 | 0.21 | 0.21 | 0.21 | 0.21 | 0.21
9 | 0.21 | 0.21 | 0.21 | 0.21 | 0.21 | 0.21 | 0.21 | 0.21 | 0.21 | 0.21 | 0.21 | 0.21 | 0.21 | 0.21 | 0.21 | 0.21 | 0.21 | 0.21 | 0.21 | 0.21 | 0.21 | 0.21 | 0.21 | 0.21 | 0.21 | 0.21 | 0.21 | 0.21 | 0.21 | 0.21 | 0.21 | 0.21 | 0.21 | 0.21 | 0.21 | 0.21
10 | 0.21 | 0.21 | 0.21 | 0.21 | 0.21 | 0.21 | 0.21 | 0.21 | 0.21 | 0.21 | 0.21 | 0.21 | 0.21 | 0.21 | 0.21 | 0.21 | 0.21 | 0.21 | 0.21 | 0.21 | 0.21 | 0.21 | 0.21 | 0.21 | 0.21 | 0.21 | 0.21 | 0.21 | 0.21 | 0.21 | 0.21 | 0.21 | 0.21 | 0.21 | 0.21 | 0.21
11 | 0.21 | 0.21 | 0.21 | 0.21 | 0.21 | 0.21 | 0.21 | 0.21 | 0.21 | 0.21 | 0.21 | 0.21 | 0.21 | 0.21 | 0.21 | 0.21 | 0.21 | 0.21 | 0.21 | 0.21 | 0.21 | 0.21 | 0.21 | 0.21 | 0.21 | 0.21 | 0.21 | 0.21 | 0.21 | 0.21 | 0.21 | 0.21 | 0.21 | 0.21 | 0.21 | 0.21
12 | 0.21 | 0.21 | 0.21 | 0.21 | 0.21 | 0.21 | 0.21 | 0.21 | 0.21 | 0.21 | 0.21 | 0.21 | 0.21 | 0.21 | 0.21 | 0.21 | 0.21 | 0.21 | 0.21 | 0.21 | 0.21 | 0.21 | 0.21 | 0.21 | 0.21 | 0.21 | 0.21 | 0.21 | 0.21 | 0.21 | 0.21 | 0.21 | 0.21 | 0.21 | 0.21 | 0.21
13 | 0.21 | 0.21 | 0.21 | 0.21 | 0.21 | 0.21 | 0.21 | 0.21 | 0.21 | 0.21 | 0.21 | 0.21 | 0.21 | 0.21 | 0.21 | 0.21 | 0.21 | 0.21 | 0.21 | 0.21 | 0.21 | 0.21 | 0.21 | 0.21 | 0.21 | 0.21 | 0.21 | 0.21 | 0.21 | 0.21 | 0.21 | 0.21 | 0.21 | 0.21 | 0.21 | 0.21
14 | 0.21 | 0.21 | 0.21 | 0.21 | 0.21 | 0.21 | 0.21 | 0.21 | 0.21 | 0.21 | 0.21 | 0.21 | 0.21 | 0.21 | 0.21 | 0.21 | 0.21 | 0.21 | 0.21 | 0.21 | 0.21 | 0.21 | 0.21 | 0.21 | 0.21 | 0.21 | 0.21 | 0.21 | 0.21 | 0.21 | 0.21 | 0.21 | 0.21 | 0.21 | 0.21 | 0.21
15 | 0.21 | 0.21 | 0.21 | 0.21 | 0.21 | 0.21 | 0.21 | 0.21 | 0.21 | 0.21 | 0.21 | 0.21 | 0.21 | 0.21 | 0.21 | 0.21 | 0.21 | 0.21 | 0.21 | 0.21 | 0.21 | 0.21 | 0.21 | 0.21 | 0.21 | 0.21 | 0.21 | 0.21 | 0.21 | 0.21 | 0.21 | 0.21 | 0.21 | 0.21 | 0.21 | 0.21
16 | 0.21 | 0.21 | 0.21 | 0.21 | 0.21 | 0.21 | 0.21 | 0.21 | 0.21 | 0.21 | 0.21 | 0.21 | 0.21 | 0.21 | 0.21 | 0.21 | 0.21 | 0.21 | 0.21 | 0.21 | 0.21 | 0.21 | 0.21 | 0.21 | 0.21 | 0.21 | 0.21 | 0.21 | 0.21 | 0.21 | 0.21 | 0.21 | 0.21 | 0.21 | 0.21 | 0.21
17 | 0.21 | 0.21 | 0.21 | 0.21 | 0.21 | 0.21 | 0.21 | 0.21 | 0.21 | 0.21 | 0.21 | 0.21 | 0.21 | 0.21 | 0.21 | 0.21 | 0.21 | 0.21 | 0.21 | 0.21 | 0.21 | 0.21 | 0.21 | 0.21 | 0.21 | 0.21 | 0.21 | 0.21 | 0.21 | 0.21 | 0.21 | 0.21 | 0.21 | 0.21 | 0.21 | 0.21
18 | 0.21 | 0.21 | 0.21 | 0.21 | 0.21 | 0.21 | 0.21 | 0.21 | 0.21 | 0.21 | 0.21 | 0.21 | 0.21 | 0.21 | 0.21 | 0.21 | 0.21 | 0.21 | 0.21 | 0.21 | 0.21 | 0.21 | 0.21 | 0.21 | 0.21 | 0.21 | 0.21 | 0.21 | 0.21 | 0.21 | 0.21 | 0.21 | 0.21 | 0.21 | 0.21 | 0.21
19 | 0.21 | 0.21 | 0.21 | 0.21 | 0.21 | 0.21 | 0.21 | 0.21 | 0.21 | 0.21 | 0.21 | 0.21 | 0.21 | 0.21 | 0.21 | 0.21 | 0.21 | 0.21 | 0.21 | 0.21 | 0.21 | 0.21 | 0.21 | 0.21 | 0.21 | 0.21 | 0.21 | 0.21 | 0.21 | 0.21 | 0.21 | 0.21 | 0.21 | 0.21 | 0.21 | 0.21
20 | 0.21 | 0.21 | 0.21 | 0.21 | 0.21 | 0.21 | 0.21 | 0.21 | 0.21 | 0.21 | 0.21 | 0.21 | 0.21 | 0.21 | 0.21 | 0.21 | 0.21 | 0.21 | 0.21 | 0.21 | 0.21 | 0.21 | 0.21 | 0.21 | 0.21 | 0.21 | 0.21 | 0.21 | 0.21 | 0.21 | 0.21 | 0.21 | 0.21 | 0.21 | 0.21 | 0.21
21 | 0.21 | 0.21 | 0.21 | 0.21 | 0.21 | 0.21 | 0.21 | 0.21 | 0.21 | 0.21 | 0.21 | 0.21 | 0.21 | 0.21 | 0.21 | 0.21 | 0.21 | 0.21 | 0.21 | 0.21 | 0.21 | 0.21 | 0.21 | 0.21 | 0.21 | 0.21 | 0.21 | 0.21 | 0.21 | 0.21 | 0.21 | 0.21 | 0.21 | 0.21 | 0.21 | 0.21
22 | 0.21 | 0.21 | 0.21 | 0.21 | 0.21 | 0.21 | 0.21 | 0.21 | 0.21 | 0.21 | 0.21 | 0.21 | 0.21 | 0.21 | 0.21 | 0.21 | 0.21 | 0.21 | 0.21 | 0.21 | 0.21 | 0.21 | 0.21 | 0.21 | 0.21 | 0.21 | 0.21 | 0.21 | 0.21 | 0.21 | 0.21 | 0.21 | 0.21 | 0.21 | 0.21 | 0.21
23 | 0.21 | 0.21 | 0.21 | 0.21 | 0.21 | 0.21 | 0.21 | 0.21 | 0.21 | 0.21 | 0.21 | 0.21 | 0.21 | 0.21 | 0.21 | 0.21 | 0.21 | 0.21 | 0.21 | 0.21 | 0.21 | 0.21 | 0.21 | 0.21 | 0.21 | 0.21 | 0.21 | 0.21 | 0.21 | 0.21 | 0.21 | 0.21 | 0.21 | 0.21 | 0.21 | 0.21
24 | 0.21 | 0.21 | 0.21 | 0.21 | 0.21 | 0.21 | 0.21 | 0.21 | 0.21 | 0.21 | 0.21 | 0.21 | 0.21 | 0.21 | 0.21 | 0.21 | 0.21 | 0.21 | 0.21 | 0.21 | 0.21 | 0.21 | 0.21 | 0.21 | 0.21 | 0.21 | 0.21 | 0.21 | 0.21 | 0.21 | 0.21 | 0.21 | 0.21 | 0.21 | 0.21 | 0.21
25 | 0.21 | 0.21 | 0.21 | 0.21 | 0.21 | 0.21 | 0.21 | 0.21 | 0.21 | 0.21 | 0.21 | 0.21 | 0.21 | 0.21 | 0.21 | 0.21 | 0.21 | 0.21 | 0.21 | 0.21 | 0.21 | 0.21 | 0.21 | 0.21 | 0.21 | 0.21 | 0.21 | 0.21 | 0.21 | 0.21 | 0.21 | 0.21 | 0.21 | 0.21 | 0.21 | 0.21
26 | 0.21 | 0.21 | 0.21 | 0.21 | 0.21 | 0.21 | 0.21 | 0.21 | 0.21 | 0.21 | 0.21 | 0.21 | 0.21 | 0.21 | 0.21 | 0.21 | 0.21 | 0.21 | 0.21 | 0.21 | 0.21 | 0.21 | 0.21 | 0.21 | 0.21 | 0.21 | 0.21 | 0.21 | 0.21 | 0.21 | 0.21 | 0.21 | 0.21 | 0.21 | 0.21 | 0.21
27 | 0.21 | 0.21 | 0.21 | 0.21 | 0.21 | 0.21 | 0.21 | 0.21 | 0.21 | 0.21 | 0.21 | 0.21 | 0.21 | 0.21 | 0.21 | 0.21 | 0.21 | 0.21 | 0.21 | 0.21 | 0.21 | 0.21 | 0.21 | 0.21 | 0.21 | 0.21 | 0.21 | 0.21 | 0.21 | 0.21 | 0.21 | 0.21 | 0.21 | 0.21 | 0.21 | 0.21
28 | 0.21 | 0.21 | 0.21 | 0.21 | 0.21 | 0.21 | 0.21 | 0.21 | 0.21 | 0.21 | 0.21 | 0.21 | 0.21 | 0.21 | 0.21 | 0.21 | 0.21 | 0.21 | 0.21 | 0.21 | 0.21 | 0.21 | 0.21 | 0.21 | 0.21 | 0.21 | 0.21 | 0.21 | 0.21 | 0.21 | 0.21 | 0.21 | 0.21 | 0.21 | 0.21 | 0.21
29 | 0.21 | 0.21 | 0.21 | 0.21 | 0.21 | 0.21 | 0.21 | 0.21 | 0.21 | 0.21 | 0.21 | 0.21 | 0.21 | 0.21 | 0.21 | 0.21 | 0.21 | 0.21 | 0.21 | 0.21 | 0.21 | 0.21 | 0.21 | 0.21 | 0.21 | 0.21 | 0.21 | 0.21 | 0.21 | 0.21 | 0.21 | 0.21 | 0.21 | 0.21 | 0.21 | 0.21
30 | 0.21 | 0.21 | 0.21 | 0.21 | 0.21 | 0.21 | 0.21 | 0.21 | 0.21 | 0.21 | 0.21 | 0.21 | 0.21 | 0.21 | 0.21 | 0.21 | 0.21 | 0.21 | 0.21 | 0.21 | 0.21 | 0.21 | 0.21 | 0.21 | 0.21 | 0.21 | 0.21 | 0.21 | 0.21 | 0.21 | 0.21 | 0.21 | 0.21 | 0.21 | 0.21 | 0.21
31 | 0.21 | 0.21 | 0.21 | 0.21 | 0.21 | 0.21 | 0.21 | 0.21 | 0.21 | 0.21 | 0.21 | 0.21 | 0.21 | 0.21 | 0.21 | 0.21 | 0.21 | 0.21 | 0.21 | 0.21 | 0.21 | 0.21 | 0.21 | 0.21 | 0.21 | 0.21 | 0.21 | 0.21 | 0.21 | 0.21 | 0.21 | 0.21 | 0.21 | 0.21 | 0.21 | 0.21
32 | 0.21 | 0.21 | 0.21 | 0.21 | 0.21 | 0.21 | 0.21 | 0.21 | 0.21 | 0.21 | 0.21 | 0.21 | 0.21 | 0.21 | 0.21 | 0.21 | 0.21 | 0.21 | 0.21 | 0.21 | 0.21 | 0.21 | 0.21 | 0.21 | 0.21 | 0.21 | 0.21 | 0.21 | 0.21 | 0.21 | 0.21 | 0.21 | 0.21 | 0.21 | 0.21 | 0.21
33 | 0.21 | 0.21 | 0.21 | 0.21 | 0.21 | 0.21 | 0.21 | 0.21 | 0.21 | 0.21 | 0.21 | 0.21 | 0.21 | 0.21 | 0.21 | 0.21 | 0.21 | 0.21 | 0.21 | 0.21 | 0.21 | 0.21 | 0.21 | 0.21 | 0.21 | 0.21 | 0.21 | 0.21 | 0.21 | 0.21 | 0.21 | 0.21 | 0.21 | 0.21 | 0.21 | 0.21
34 | 0.21 | 0.21 | 0.21 | 0.21 | 0.21 | 0.21 | 0.21 | 0.21 | 0.21 | 0.21 | 0.21 | 0.21 | 0.21 | 0.21 | 0.21 | 0.21 | 0.21 | 0.21 | 0.21 | 0.21 | 0.21 | 0.21 | 0.21 | 0.21 | 0.21 | 0.21 | 0.21 | 0.21 | 0.21 | 0.21 | 0.21 | 0.21 | 0.21 | 0.21 | 0.21 | 0.21
35 | 0.21 | 0.21 | 0.21 | 0.21 | 0.21 | 0.21 | 0.21 | 0.21 | 0.21 | 0.21 | 0.21 | 0.21 | 0.21 | 0.21 | 0.21 | 0.21 | 0.21 | 0.21 | 0.21 | 0.21 | 0.21 | 0.21 | 0.21 | 0.21 | 0.21 | 0.21 | 0.21 | 0.21 | 0.21 | 0.21 | 0.21 | 0.21 | 0.21 | 0.21 | 0.21 | 0.21
36 | 0.21 | 0.21 | 0.21 | 0.21 | 0.21 | 0.21 | 0.21 | 0.21 | 0.21 | 0.21 | 0.21 | 0.21 | 0.21 | 0.21 | 0.21 | 0.21 | 0.21 | 0.21 | 0.21 | 0.21 | 0.21 | 0.21 | 0.21 | 0.21 | 0.21 | 0.21 | 0.21 | 0.21 | 0.21 | 0.21 | 0.21 | 0.21 | 0.21 | 0.21 | 0.21 | 0.21
37 | 0.21 | 0.21 | 0.21 | 0.21 | 0.21 | 0.21 | 0.21 | 0.21 | 0.21 | 0.21 | 0.21 | 0.21 | 0.21 | 0.21 | 0.21 | 0.21 | 0.21 | 0.21 | 0.21 | 0.21 | 0.21 | 0.21 | 0.21 | 0.21 | 0.21 | 0.21 | 0.21 | 0.21 | 0.21 | 0.21 | 0.21 | 0.21 | 0.21 | 0.21 | 0.21 | 0.21
38 | 0.21 | 0.21 | 0.21 | 0.21 | 0.21 | 0.21 | 0.21 | 0.21 | 0.21 | 0.21 | 0.21 | 0.21 | 0.21 | 0.21 | 0.21 | 0.21 | 0.21 | 0.21 | 0.21 | 0.21 | 0.21 | 0.21 | 0.21 | 0.21 | 0.21 | 0.21 | 0.21 | 0.21 | 0.21 | 0.21 | 0.21 | 0.21 | 0.21 | 0.21 | 0.21 | 0.21
39 | 0.21 | 0.21 | 0.21 | 0.21 | 0.21 | 0.21 | 0.21 | 0.21 | 0.21 | 0.21 | 0.21 | 0.21 | 0.21 | 0.21 | 0.21 | 0.21 | 0.21 | 0.21 | 0.21 | 0.21 | 0.21 | 0.21 | 0.21 | 0.21 | 0.21 | 0.21 | 0.21 | 0.21 | 0.21 | 0.21 | 0.21 | 0.21 | 0.21 | 0.21 | 0.21 | 0.21
40 | 0.21 | 0.21 | 0.21 | 0.21 | 0.21 | 0.21 | 0.21 | 0.21 | 0.21 | 0.21 | 0.21 | 0.21 | 0.21 | 0.21 | 0.21 | 0.21 | 0.21 | 0.21 | 0.21 | 0.21 | 0.21 | 0.21 | 0.21 | 0.21 | 0.21 | 0.21 | 0.21 | 0.21 | 0.21 | 0.21 | 0.21 | 0.21 | 0.21 | 0.21 | 0.21 | 0.21
41 | 0.21 | 0.21 | 0.21 | 0.21 | 0.21 | 0.21 | 0.21 | 0.21 | 0.21 | 0.21 | 0.21 | 0.21 | 0.21 | 0.21 | 0.21 | 0.21 | 0.21 | 0.21 | 0.21 | 0.21 | 0.21 | 0.21 | 0.21 | 0.21 | 0.21 | 0.21 | 0.21 | 0.21 | 0.21 | 0.21 | 0.21 | 0.21 | 0.21 | 0.21 | 0.21 | 0.21
42 | 0.21 | 0.21 | 0.21 | 0.21 | 0.21 | 0.21 | 0.21 | 0.21 | 0.21 | 0.21 | 0.21 | 0.21 | 0.21 | 0.21 | 0.21 | 0.21 | 0.21 | 0.21 | 0.21 | 0.21 | 0.21 | 0.21 | 0.21 | 0.21 | 0.21 | 0.21 | 0.21 | 0.21 | 0.21 | 0.21 | 0.21 | 0.21 | 0.21 | 0.21 | 0.21 | 0.21
43 | 0.21 | 0.21 | 0.21 | 0.21 | 0.21 | 0.21 | 0.21 | 0.21 | 0.21 | 0.21 | 0.21 | 0.21 | 0.21 | 0.21 | 0.21 | 0.21 | 0.21 | 0.21 | 0.21 | 0.21 | 0.21 | 0.21 | 0.21 | 0.21 | 0.21 | 0.21 | 0.21 | 0.21 | 0.21 | 0.21 | 0.21 | 0.21 | 0.21 | 0.21 | 0.21 | 0.21
44 | 0.21 | 0.21 | 0.21 | 0.21 | 0.21 | 0.21 | 0.21 | 0.21 | 0.21 | 0.21 | 0.21 | 0.21 | 0.21 | 0.21 | 0.21 | 0.21 | 0.21 | 0.21 | 0.21 | 0.21 | 0.21 | 0.21 | 0.21 | 0.21 | 0.21 | 0.21 | 0.21 | 0.21 | 0.21 | 0.21 | 0.21 | 0.21 | 0.21 | 0.21 | 0.21 | 0.21
45 | 0.21 | 0.21 | 0.21 | 0.21 | 0.21 | 0.21 | 0.21 | 0.21 | 0.21 | 0.21 | 0.21 | 0.21 | 0.21 | 0.21 | 0.21 | 0.21 | 0.21 | 0.21 | 0.21 | 0.21 | 0.21 | 0.21 | 0.21 | 0.21 | 0.21 | 0.21 | 0.21 | 0.21 | 0.21 | 0.21 | 0.21 | 0.21 | 0.21 | 0.21 | 0.21 | 0.21
46 | 0.21 | 0.21 | 0.21 | 0.21 | 0.21 | 0.21 | 0.21 | 0.21 | 0.21 | 0.21 | 0.21 | 0.21 | 0.21 | 0.21 | 0.21 | 0.21 | 0.21 | 0.21 | 0.21 | 0.21 | 0.21 | 0.21 | 0.21 | 0.21 | 0.21 | 0.21 | 0.21 | 0.21 | 0.21 | 0.21 | 0.21 | 0.21 | 0.21 | 0.21 | 0.21 | 0.21
47 | 0.21 | 0.21 | 0.21 | 0.21 | 0.21 | 0.21 | 0.21 | 0.21 | 0.21 | 0.21 | 0.21 | 0.21 | 0.21 | 0.21 | 0.21 | 0.21 | 0.21 | 0.21 | 0.21 | 0.21 | 0.21 | 0.21 | 0.21 | 0.21 | 0.21 | 0.21 | 0.21 | 0.21 | 0.21 | 0.21 | 0.21 | 0.21 | 0.21 | 0.21 | 0.21 | 0.21
48 | 0.21 | 0.21 | 0.21 | 0.21 | 0.21 | 0.21 | 0.21 | 0.21 | 0.21 | 0.21 | 0.21 | 0.21 | 0.21 | 0.21 | 0.21 | 0.21 | 0.21 | 0.21 | 0.21 | 0.21 | 0.21 | 0.21 | 0.21 | 0.21 | 0.21 | 0.21 | 0.21 | 0.21 | 0.21 | 0.21 | 0.21 | 0.21 | 0.21 | 0.21 | 0.21 | 0.21
49 | 0.21 | 0.21 | 0.21 | 0.21 | 0.21 | 0.21 | 0.21 | 0.21 | 0.21 | 0.21 | 0.21 | 0.21 | 0.21 | 0.21 | 0.21 | 0.21 | 0.21 | 0.21 | 0.21 | 0.21 | 0.21 | 0.21 | 0.21 | 0.21 | 0.21 | 0.21 | 0.21 | 0.21 | 0.21 | 0.21 | 0.21 | 0.21 | 0.21 | 0.21 | 0.21 | 0.21
50 | 0.21 | 0.21 | 0.21 | 0.21 | 0.21 | 0.21 | 0.21 | 0.21 | 0.21 | 0.21 | 0.21 | 0.21 | 0.21 | 0.21 | 0.21 | 0.21 | 0.21 | 0.21 | 0.21 | 0.21 | 0.21 | 0.21 | 0.21 | 0.21 | 0.21 | 0.21 | 0.21 | 0.21 | 0.21 | 0.21 | 0.21 | 0.21 | 0.21 | 0.21 | 0.21 | 0.21
51 | 0.21 | 0.21 | 0.21 | 0.21 | 0.21 | 0.21 | 0.21 | 0.21 | 0.21 | 0.21 | 0.21 | 0.21 | 0.21 | 0.21 | 0.21 | 0.21 | 0.21 | 0.21 | 0.21 | 0.21 | 0.21 | 0.21 | 0.21 | 0.21 | 0.21 | 0.21 | 0.21 | 0.21 | 0.21 | 0.21 | 0.21 | 0.21 | 0.21 | 0.21 | 0.21 | 0.21
52 | 0.21 | 0.21 | 0.21 | 0.21 | 0.21 | 0.21 | 0.21 | 0.21 | 0.21 | 0.21 | 0.21 | 0.21 | 0.21 | 0.21 | 0.21 | 0.21 | 0.21 | 0.21 | 0.21 | 0.21 | 0.21 | 0.21 | 0.21 | 0.21 | 0.21 | 0.21 | 0.21 | 0.21 | 0.21 | 0.21 | 0.21 | 0.21 | 0.21 | 0.21 | 0.21 | 0.21
| MKPHYRRHO0 |  |  | 0.26
| 2020 | 2021 | 2022 | 2023 | 2024 | 2025 | 2026 | 2027 | 2028 | 2029 | 2030 | 2031 | 2032 | 2033 | 2034 | 2035 | 2036 | 2037 | 2038 | 2039 | 2040 | 2041 | 2042 | 2043 | 2044 | 2045 | 2046 | 2047 | 2048 | 2049 | 2050 | 2051 | 2052 | 2053 | 2054 | 2055:=
1 | 0.26 | 0.26 | 0.26 | 0.26 | 0.26 | 0.26 | 0.26 | 0.26 | 0.26 | 0.26 | 0.26 | 0.26 | 0.26 | 0.26 | 0.26 | 0.26 | 0.26 | 0.26 | 0.26 | 0.26 | 0.26 | 0.26 | 0.26 | 0.26 | 0.26 | 0.26 | 0.26 | 0.26 | 0.26 | 0.26 | 0.26 | 0.26 | 0.26 | 0.26 | 0.26 | 0.26
2 | 0.26 | 0.26 | 0.26 | 0.26 | 0.26 | 0.26 | 0.26 | 0.26 | 0.26 | 0.26 | 0.26 | 0.26 | 0.26 | 0.26 | 0.26 | 0.26 | 0.26 | 0.26 | 0.26 | 0.26 | 0.26 | 0.26 | 0.26 | 0.26 | 0.26 | 0.26 | 0.26 | 0.26 | 0.26 | 0.26 | 0.26 | 0.26 | 0.26 | 0.26 | 0.26 | 0.26
3 | 0.26 | 0.26 | 0.26 | 0.26 | 0.26 | 0.26 | 0.26 | 0.26 | 0.26 | 0.26 | 0.26 | 0.26 | 0.26 | 0.26 | 0.26 | 0.26 | 0.26 | 0.26 | 0.26 | 0.26 | 0.26 | 0.26 | 0.26 | 0.26 | 0.26 | 0.26 | 0.26 | 0.26 | 0.26 | 0.26 | 0.26 | 0.26 | 0.26 | 0.26 | 0.26 | 0.26
4 | 0.26 | 0.26 | 0.26 | 0.26 | 0.26 | 0.26 | 0.26 | 0.26 | 0.26 | 0.26 | 0.26 | 0.26 | 0.26 | 0.26 | 0.26 | 0.26 | 0.26 | 0.26 | 0.26 | 0.26 | 0.26 | 0.26 | 0.26 | 0.26 | 0.26 | 0.26 | 0.26 | 0.26 | 0.26 | 0.26 | 0.26 | 0.26 | 0.26 | 0.26 | 0.26 | 0.26
5 | 0.26 | 0.26 | 0.26 | 0.26 | 0.26 | 0.26 | 0.26 | 0.26 | 0.26 | 0.26 | 0.26 | 0.26 | 0.26 | 0.26 | 0.26 | 0.26 | 0.26 | 0.26 | 0.26 | 0.26 | 0.26 | 0.26 | 0.26 | 0.26 | 0.26 | 0.26 | 0.26 | 0.26 | 0.26 | 0.26 | 0.26 | 0.26 | 0.26 | 0.26 | 0.26 | 0.26
6 | 0.26 | 0.26 | 0.26 | 0.26 | 0.26 | 0.26 | 0.26 | 0.26 | 0.26 | 0.26 | 0.26 | 0.26 | 0.26 | 0.26 | 0.26 | 0.26 | 0.26 | 0.26 | 0.26 | 0.26 | 0.26 | 0.26 | 0.26 | 0.26 | 0.26 | 0.26 | 0.26 | 0.26 | 0.26 | 0.26 | 0.26 | 0.26 | 0.26 | 0.26 | 0.26 | 0.26
7 | 0.26 | 0.26 | 0.26 | 0.26 | 0.26 | 0.26 | 0.26 | 0.26 | 0.26 | 0.26 | 0.26 | 0.26 | 0.26 | 0.26 | 0.26 | 0.26 | 0.26 | 0.26 | 0.26 | 0.26 | 0.26 | 0.26 | 0.26 | 0.26 | 0.26 | 0.26 | 0.26 | 0.26 | 0.26 | 0.26 | 0.26 | 0.26 | 0.26 | 0.26 | 0.26 | 0.26
8 | 0.26 | 0.26 | 0.26 | 0.26 | 0.26 | 0.26 | 0.26 | 0.26 | 0.26 | 0.26 | 0.26 | 0.26 | 0.26 | 0.26 | 0.26 | 0.26 | 0.26 | 0.26 | 0.26 | 0.26 | 0.26 | 0.26 | 0.26 | 0.26 | 0.26 | 0.26 | 0.26 | 0.26 | 0.26 | 0.26 | 0.26 | 0.26 | 0.26 | 0.26 | 0.26 | 0.26
9 | 0.26 | 0.26 | 0.26 | 0.26 | 0.26 | 0.26 | 0.26 | 0.26 | 0.26 | 0.26 | 0.26 | 0.26 | 0.26 | 0.26 | 0.26 | 0.26 | 0.26 | 0.26 | 0.26 | 0.26 | 0.26 | 0.26 | 0.26 | 0.26 | 0.26 | 0.26 | 0.26 | 0.26 | 0.26 | 0.26 | 0.26 | 0.26 | 0.26 | 0.26 | 0.26 | 0.26
10 | 0.26 | 0.26 | 0.26 | 0.26 | 0.26 | 0.26 | 0.26 | 0.26 | 0.26 | 0.26 | 0.26 | 0.26 | 0.26 | 0.26 | 0.26 | 0.26 | 0.26 | 0.26 | 0.26 | 0.26 | 0.26 | 0.26 | 0.26 | 0.26 | 0.26 | 0.26 | 0.26 | 0.26 | 0.26 | 0.26 | 0.26 | 0.26 | 0.26 | 0.26 | 0.26 | 0.26
11 | 0.26 | 0.26 | 0.26 | 0.26 | 0.26 | 0.26 | 0.26 | 0.26 | 0.26 | 0.26 | 0.26 | 0.26 | 0.26 | 0.26 | 0.26 | 0.26 | 0.26 | 0.26 | 0.26 | 0.26 | 0.26 | 0.26 | 0.26 | 0.26 | 0.26 | 0.26 | 0.26 | 0.26 | 0.26 | 0.26 | 0.26 | 0.26 | 0.26 | 0.26 | 0.26 | 0.26
12 | 0.26 | 0.26 | 0.26 | 0.26 | 0.26 | 0.26 | 0.26 | 0.26 | 0.26 | 0.26 | 0.26 | 0.26 | 0.26 | 0.26 | 0.26 | 0.26 | 0.26 | 0.26 | 0.26 | 0.26 | 0.26 | 0.26 | 0.26 | 0.26 | 0.26 | 0.26 | 0.26 | 0.26 | 0.26 | 0.26 | 0.26 | 0.26 | 0.26 | 0.26 | 0.26 | 0.26
13 | 0.26 | 0.26 | 0.26 | 0.26 | 0.26 | 0.26 | 0.26 | 0.26 | 0.26 | 0.26 | 0.26 | 0.26 | 0.26 | 0.26 | 0.26 | 0.26 | 0.26 | 0.26 | 0.26 | 0.26 | 0.26 | 0.26 | 0.26 | 0.26 | 0.26 | 0.26 | 0.26 | 0.26 | 0.26 | 0.26 | 0.26 | 0.26 | 0.26 | 0.26 | 0.26 | 0.26
14 | 0.26 | 0.26 | 0.26 | 0.26 | 0.26 | 0.26 | 0.26 | 0.26 | 0.26 | 0.26 | 0.26 | 0.26 | 0.26 | 0.26 | 0.26 | 0.26 | 0.26 | 0.26 | 0.26 | 0.26 | 0.26 | 0.26 | 0.26 | 0.26 | 0.26 | 0.26 | 0.26 | 0.26 | 0.26 | 0.26 | 0.26 | 0.26 | 0.26 | 0.26 | 0.26 | 0.26
15 | 0.26 | 0.26 | 0.26 | 0.26 | 0.26 | 0.26 | 0.26 | 0.26 | 0.26 | 0.26 | 0.26 | 0.26 | 0.26 | 0.26 | 0.26 | 0.26 | 0.26 | 0.26 | 0.26 | 0.26 | 0.26 | 0.26 | 0.26 | 0.26 | 0.26 | 0.26 | 0.26 | 0.26 | 0.26 | 0.26 | 0.26 | 0.26 | 0.26 | 0.26 | 0.26 | 0.26
16 | 0.26 | 0.26 | 0.26 | 0.26 | 0.26 | 0.26 | 0.26 | 0.26 | 0.26 | 0.26 | 0.26 | 0.26 | 0.26 | 0.26 | 0.26 | 0.26 | 0.26 | 0.26 | 0.26 | 0.26 | 0.26 | 0.26 | 0.26 | 0.26 | 0.26 | 0.26 | 0.26 | 0.26 | 0.26 | 0.26 | 0.26 | 0.26 | 0.26 | 0.26 | 0.26 | 0.26
17 | 0.26 | 0.26 | 0.26 | 0.26 | 0.26 | 0.26 | 0.26 | 0.26 | 0.26 | 0.26 | 0.26 | 0.26 | 0.26 | 0.26 | 0.26 | 0.26 | 0.26 | 0.26 | 0.26 | 0.26 | 0.26 | 0.26 | 0.26 | 0.26 | 0.26 | 0.26 | 0.26 | 0.26 | 0.26 | 0.26 | 0.26 | 0.26 | 0.26 | 0.26 | 0.26 | 0.26
18 | 0.26 | 0.26 | 0.26 | 0.26 | 0.26 | 0.26 | 0.26 | 0.26 | 0.26 | 0.26 | 0.26 | 0.26 | 0.26 | 0.26 | 0.26 | 0.26 | 0.26 | 0.26 | 0.26 | 0.26 | 0.26 | 0.26 | 0.26 | 0.26 | 0.26 | 0.26 | 0.26 | 0.26 | 0.26 | 0.26 | 0.26 | 0.26 | 0.26 | 0.26 | 0.26 | 0.26
19 | 0.26 | 0.26 | 0.26 | 0.26 | 0.26 | 0.26 | 0.26 | 0.26 | 0.26 | 0.26 | 0.26 | 0.26 | 0.26 | 0.26 | 0.26 | 0.26 | 0.26 | 0.26 | 0.26 | 0.26 | 0.26 | 0.26 | 0.26 | 0.26 | 0.26 | 0.26 | 0.26 | 0.26 | 0.26 | 0.26 | 0.26 | 0.26 | 0.26 | 0.26 | 0.26 | 0.26
20 | 0.26 | 0.26 | 0.26 | 0.26 | 0.26 | 0.26 | 0.26 | 0.26 | 0.26 | 0.26 | 0.26 | 0.26 | 0.26 | 0.26 | 0.26 | 0.26 | 0.26 | 0.26 | 0.26 | 0.26 | 0.26 | 0.26 | 0.26 | 0.26 | 0.26 | 0.26 | 0.26 | 0.26 | 0.26 | 0.26 | 0.26 | 0.26 | 0.26 | 0.26 | 0.26 | 0.26
21 | 0.26 | 0.26 | 0.26 | 0.26 | 0.26 | 0.26 | 0.26 | 0.26 | 0.26 | 0.26 | 0.26 | 0.26 | 0.26 | 0.26 | 0.26 | 0.26 | 0.26 | 0.26 | 0.26 | 0.26 | 0.26 | 0.26 | 0.26 | 0.26 | 0.26 | 0.26 | 0.26 | 0.26 | 0.26 | 0.26 | 0.26 | 0.26 | 0.26 | 0.26 | 0.26 | 0.26
22 | 0.26 | 0.26 | 0.26 | 0.26 | 0.26 | 0.26 | 0.26 | 0.26 | 0.26 | 0.26 | 0.26 | 0.26 | 0.26 | 0.26 | 0.26 | 0.26 | 0.26 | 0.26 | 0.26 | 0.26 | 0.26 | 0.26 | 0.26 | 0.26 | 0.26 | 0.26 | 0.26 | 0.26 | 0.26 | 0.26 | 0.26 | 0.26 | 0.26 | 0.26 | 0.26 | 0.26
23 | 0.26 | 0.26 | 0.26 | 0.26 | 0.26 | 0.26 | 0.26 | 0.26 | 0.26 | 0.26 | 0.26 | 0.26 | 0.26 | 0.26 | 0.26 | 0.26 | 0.26 | 0.26 | 0.26 | 0.26 | 0.26 | 0.26 | 0.26 | 0.26 | 0.26 | 0.26 | 0.26 | 0.26 | 0.26 | 0.26 | 0.26 | 0.26 | 0.26 | 0.26 | 0.26 | 0.26
24 | 0.26 | 0.26 | 0.26 | 0.26 | 0.26 | 0.26 | 0.26 | 0.26 | 0.26 | 0.26 | 0.26 | 0.26 | 0.26 | 0.26 | 0.26 | 0.26 | 0.26 | 0.26 | 0.26 | 0.26 | 0.26 | 0.26 | 0.26 | 0.26 | 0.26 | 0.26 | 0.26 | 0.26 | 0.26 | 0.26 | 0.26 | 0.26 | 0.26 | 0.26 | 0.26 | 0.26
25 | 0.26 | 0.26 | 0.26 | 0.26 | 0.26 | 0.26 | 0.26 | 0.26 | 0.26 | 0.26 | 0.26 | 0.26 | 0.26 | 0.26 | 0.26 | 0.26 | 0.26 | 0.26 | 0.26 | 0.26 | 0.26 | 0.26 | 0.26 | 0.26 | 0.26 | 0.26 | 0.26 | 0.26 | 0.26 | 0.26 | 0.26 | 0.26 | 0.26 | 0.26 | 0.26 | 0.26
26 | 0.26 | 0.26 | 0.26 | 0.26 | 0.26 | 0.26 | 0.26 | 0.26 | 0.26 | 0.26 | 0.26 | 0.26 | 0.26 | 0.26 | 0.26 | 0.26 | 0.26 | 0.26 | 0.26 | 0.26 | 0.26 | 0.26 | 0.26 | 0.26 | 0.26 | 0.26 | 0.26 | 0.26 | 0.26 | 0.26 | 0.26 | 0.26 | 0.26 | 0.26 | 0.26 | 0.26
27 | 0.26 | 0.26 | 0.26 | 0.26 | 0.26 | 0.26 | 0.26 | 0.26 | 0.26 | 0.26 | 0.26 | 0.26 | 0.26 | 0.26 | 0.26 | 0.26 | 0.26 | 0.26 | 0.26 | 0.26 | 0.26 | 0.26 | 0.26 | 0.26 | 0.26 | 0.26 | 0.26 | 0.26 | 0.26 | 0.26 | 0.26 | 0.26 | 0.26 | 0.26 | 0.26 | 0.26
28 | 0.26 | 0.26 | 0.26 | 0.26 | 0.26 | 0.26 | 0.26 | 0.26 | 0.26 | 0.26 | 0.26 | 0.26 | 0.26 | 0.26 | 0.26 | 0.26 | 0.26 | 0.26 | 0.26 | 0.26 | 0.26 | 0.26 | 0.26 | 0.26 | 0.26 | 0.26 | 0.26 | 0.26 | 0.26 | 0.26 | 0.26 | 0.26 | 0.26 | 0.26 | 0.26 | 0.26
29 | 0.26 | 0.26 | 0.26 | 0.26 | 0.26 | 0.26 | 0.26 | 0.26 | 0.26 | 0.26 | 0.26 | 0.26 | 0.26 | 0.26 | 0.26 | 0.26 | 0.26 | 0.26 | 0.26 | 0.26 | 0.26 | 0.26 | 0.26 | 0.26 | 0.26 | 0.26 | 0.26 | 0.26 | 0.26 | 0.26 | 0.26 | 0.26 | 0.26 | 0.26 | 0.26 | 0.26
30 | 0.26 | 0.26 | 0.26 | 0.26 | 0.26 | 0.26 | 0.26 | 0.26 | 0.26 | 0.26 | 0.26 | 0.26 | 0.26 | 0.26 | 0.26 | 0.26 | 0.26 | 0.26 | 0.26 | 0.26 | 0.26 | 0.26 | 0.26 | 0.26 | 0.26 | 0.26 | 0.26 | 0.26 | 0.26 | 0.26 | 0.26 | 0.26 | 0.26 | 0.26 | 0.26 | 0.26
31 | 0.26 | 0.26 | 0.26 | 0.26 | 0.26 | 0.26 | 0.26 | 0.26 | 0.26 | 0.26 | 0.26 | 0.26 | 0.26 | 0.26 | 0.26 | 0.26 | 0.26 | 0.26 | 0.26 | 0.26 | 0.26 | 0.26 | 0.26 | 0.26 | 0.26 | 0.26 | 0.26 | 0.26 | 0.26 | 0.26 | 0.26 | 0.26 | 0.26 | 0.26 | 0.26 | 0.26
32 | 0.26 | 0.26 | 0.26 | 0.26 | 0.26 | 0.26 | 0.26 | 0.26 | 0.26 | 0.26 | 0.26 | 0.26 | 0.26 | 0.26 | 0.26 | 0.26 | 0.26 | 0.26 | 0.26 | 0.26 | 0.26 | 0.26 | 0.26 | 0.26 | 0.26 | 0.26 | 0.26 | 0.26 | 0.26 | 0.26 | 0.26 | 0.26 | 0.26 | 0.26 | 0.26 | 0.26
33 | 0.26 | 0.26 | 0.26 | 0.26 | 0.26 | 0.26 | 0.26 | 0.26 | 0.26 | 0.26 | 0.26 | 0.26 | 0.26 | 0.26 | 0.26 | 0.26 | 0.26 | 0.26 | 0.26 | 0.26 | 0.26 | 0.26 | 0.26 | 0.26 | 0.26 | 0.26 | 0.26 | 0.26 | 0.26 | 0.26 | 0.26 | 0.26 | 0.26 | 0.26 | 0.26 | 0.26
34 | 0.26 | 0.26 | 0.26 | 0.26 | 0.26 | 0.26 | 0.26 | 0.26 | 0.26 | 0.26 | 0.26 | 0.26 | 0.26 | 0.26 | 0.26 | 0.26 | 0.26 | 0.26 | 0.26 | 0.26 | 0.26 | 0.26 | 0.26 | 0.26 | 0.26 | 0.26 | 0.26 | 0.26 | 0.26 | 0.26 | 0.26 | 0.26 | 0.26 | 0.26 | 0.26 | 0.26
35 | 0.26 | 0.26 | 0.26 | 0.26 | 0.26 | 0.26 | 0.26 | 0.26 | 0.26 | 0.26 | 0.26 | 0.26 | 0.26 | 0.26 | 0.26 | 0.26 | 0.26 | 0.26 | 0.26 | 0.26 | 0.26 | 0.26 | 0.26 | 0.26 | 0.26 | 0.26 | 0.26 | 0.26 | 0.26 | 0.26 | 0.26 | 0.26 | 0.26 | 0.26 | 0.26 | 0.26
36 | 0.26 | 0.26 | 0.26 | 0.26 | 0.26 | 0.26 | 0.26 | 0.26 | 0.26 | 0.26 | 0.26 | 0.26 | 0.26 | 0.26 | 0.26 | 0.26 | 0.26 | 0.26 | 0.26 | 0.26 | 0.26 | 0.26 | 0.26 | 0.26 | 0.26 | 0.26 | 0.26 | 0.26 | 0.26 | 0.26 | 0.26 | 0.26 | 0.26 | 0.26 | 0.26 | 0.26
37 | 0.26 | 0.26 | 0.26 | 0.26 | 0.26 | 0.26 | 0.26 | 0.26 | 0.26 | 0.26 | 0.26 | 0.26 | 0.26 | 0.26 | 0.26 | 0.26 | 0.26 | 0.26 | 0.26 | 0.26 | 0.26 | 0.26 | 0.26 | 0.26 | 0.26 | 0.26 | 0.26 | 0.26 | 0.26 | 0.26 | 0.26 | 0.26 | 0.26 | 0.26 | 0.26 | 0.26
38 | 0.26 | 0.26 | 0.26 | 0.26 | 0.26 | 0.26 | 0.26 | 0.26 | 0.26 | 0.26 | 0.26 | 0.26 | 0.26 | 0.26 | 0.26 | 0.26 | 0.26 | 0.26 | 0.26 | 0.26 | 0.26 | 0.26 | 0.26 | 0.26 | 0.26 | 0.26 | 0.26 | 0.26 | 0.26 | 0.26 | 0.26 | 0.26 | 0.26 | 0.26 | 0.26 | 0.26
39 | 0.26 | 0.26 | 0.26 | 0.26 | 0.26 | 0.26 | 0.26 | 0.26 | 0.26 | 0.26 | 0.26 | 0.26 | 0.26 | 0.26 | 0.26 | 0.26 | 0.26 | 0.26 | 0.26 | 0.26 | 0.26 | 0.26 | 0.26 | 0.26 | 0.26 | 0.26 | 0.26 | 0.26 | 0.26 | 0.26 | 0.26 | 0.26 | 0.26 | 0.26 | 0.26 | 0.26
40 | 0.26 | 0.26 | 0.26 | 0.26 | 0.26 | 0.26 | 0.26 | 0.26 | 0.26 | 0.26 | 0.26 | 0.26 | 0.26 | 0.26 | 0.26 | 0.26 | 0.26 | 0.26 | 0.26 | 0.26 | 0.26 | 0.26 | 0.26 | 0.26 | 0.26 | 0.26 | 0.26 | 0.26 | 0.26 | 0.26 | 0.26 | 0.26 | 0.26 | 0.26 | 0.26 | 0.26
41 | 0.26 | 0.26 | 0.26 | 0.26 | 0.26 | 0.26 | 0.26 | 0.26 | 0.26 | 0.26 | 0.26 | 0.26 | 0.26 | 0.26 | 0.26 | 0.26 | 0.26 | 0.26 | 0.26 | 0.26 | 0.26 | 0.26 | 0.26 | 0.26 | 0.26 | 0.26 | 0.26 | 0.26 | 0.26 | 0.26 | 0.26 | 0.26 | 0.26 | 0.26 | 0.26 | 0.26
42 | 0.26 | 0.26 | 0.26 | 0.26 | 0.26 | 0.26 | 0.26 | 0.26 | 0.26 | 0.26 | 0.26 | 0.26 | 0.26 | 0.26 | 0.26 | 0.26 | 0.26 | 0.26 | 0.26 | 0.26 | 0.26 | 0.26 | 0.26 | 0.26 | 0.26 | 0.26 | 0.26 | 0.26 | 0.26 | 0.26 | 0.26 | 0.26 | 0.26 | 0.26 | 0.26 | 0.26
43 | 0.26 | 0.26 | 0.26 | 0.26 | 0.26 | 0.26 | 0.26 | 0.26 | 0.26 | 0.26 | 0.26 | 0.26 | 0.26 | 0.26 | 0.26 | 0.26 | 0.26 | 0.26 | 0.26 | 0.26 | 0.26 | 0.26 | 0.26 | 0.26 | 0.26 | 0.26 | 0.26 | 0.26 | 0.26 | 0.26 | 0.26 | 0.26 | 0.26 | 0.26 | 0.26 | 0.26
44 | 0.26 | 0.26 | 0.26 | 0.26 | 0.26 | 0.26 | 0.26 | 0.26 | 0.26 | 0.26 | 0.26 | 0.26 | 0.26 | 0.26 | 0.26 | 0.26 | 0.26 | 0.26 | 0.26 | 0.26 | 0.26 | 0.26 | 0.26 | 0.26 | 0.26 | 0.26 | 0.26 | 0.26 | 0.26 | 0.26 | 0.26 | 0.26 | 0.26 | 0.26 | 0.26 | 0.26
45 | 0.26 | 0.26 | 0.26 | 0.26 | 0.26 | 0.26 | 0.26 | 0.26 | 0.26 | 0.26 | 0.26 | 0.26 | 0.26 | 0.26 | 0.26 | 0.26 | 0.26 | 0.26 | 0.26 | 0.26 | 0.26 | 0.26 | 0.26 | 0.26 | 0.26 | 0.26 | 0.26 | 0.26 | 0.26 | 0.26 | 0.26 | 0.26 | 0.26 | 0.26 | 0.26 | 0.26
46 | 0.26 | 0.26 | 0.26 | 0.26 | 0.26 | 0.26 | 0.26 | 0.26 | 0.26 | 0.26 | 0.26 | 0.26 | 0.26 | 0.26 | 0.26 | 0.26 | 0.26 | 0.26 | 0.26 | 0.26 | 0.26 | 0.26 | 0.26 | 0.26 | 0.26 | 0.26 | 0.26 | 0.26 | 0.26 | 0.26 | 0.26 | 0.26 | 0.26 | 0.26 | 0.26 | 0.26
47 | 0.26 | 0.26 | 0.26 | 0.26 | 0.26 | 0.26 | 0.26 | 0.26 | 0.26 | 0.26 | 0.26 | 0.26 | 0.26 | 0.26 | 0.26 | 0.26 | 0.26 | 0.26 | 0.26 | 0.26 | 0.26 | 0.26 | 0.26 | 0.26 | 0.26 | 0.26 | 0.26 | 0.26 | 0.26 | 0.26 | 0.26 | 0.26 | 0.26 | 0.26 | 0.26 | 0.26
48 | 0.26 | 0.26 | 0.26 | 0.26 | 0.26 | 0.26 | 0.26 | 0.26 | 0.26 | 0.26 | 0.26 | 0.26 | 0.26 | 0.26 | 0.26 | 0.26 | 0.26 | 0.26 | 0.26 | 0.26 | 0.26 | 0.26 | 0.26 | 0.26 | 0.26 | 0.26 | 0.26 | 0.26 | 0.26 | 0.26 | 0.26 | 0.26 | 0.26 | 0.26 | 0.26 | 0.26
49 | 0.26 | 0.26 | 0.26 | 0.26 | 0.26 | 0.26 | 0.26 | 0.26 | 0.26 | 0.26 | 0.26 | 0.26 | 0.26 | 0.26 | 0.26 | 0.26 | 0.26 | 0.26 | 0.26 | 0.26 | 0.26 | 0.26 | 0.26 | 0.26 | 0.26 | 0.26 | 0.26 | 0.26 | 0.26 | 0.26 | 0.26 | 0.26 | 0.26 | 0.26 | 0.26 | 0.26
50 | 0.26 | 0.26 | 0.26 | 0.26 | 0.26 | 0.26 | 0.26 | 0.26 | 0.26 | 0.26 | 0.26 | 0.26 | 0.26 | 0.26 | 0.26 | 0.26 | 0.26 | 0.26 | 0.26 | 0.26 | 0.26 | 0.26 | 0.26 | 0.26 | 0.26 | 0.26 | 0.26 | 0.26 | 0.26 | 0.26 | 0.26 | 0.26 | 0.26 | 0.26 | 0.26 | 0.26
51 | 0.26 | 0.26 | 0.26 | 0.26 | 0.26 | 0.26 | 0.26 | 0.26 | 0.26 | 0.26 | 0.26 | 0.26 | 0.26 | 0.26 | 0.26 | 0.26 | 0.26 | 0.26 | 0.26 | 0.26 | 0.26 | 0.26 | 0.26 | 0.26 | 0.26 | 0.26 | 0.26 | 0.26 | 0.26 | 0.26 | 0.26 | 0.26 | 0.26 | 0.26 | 0.26 | 0.26
52 | 0.26 | 0.26 | 0.26 | 0.26 | 0.26 | 0.26 | 0.26 | 0.26 | 0.26 | 0.26 | 0.26 | 0.26 | 0.26 | 0.26 | 0.26 | 0.26 | 0.26 | 0.26 | 0.26 | 0.26 | 0.26 | 0.26 | 0.26 | 0.26 | 0.26 | 0.26 | 0.26 | 0.26 | 0.26 | 0.26 | 0.26 | 0.26 | 0.26 | 0.26 | 0.26 | 0.26
| MKPHYSHHO0 |  |  | 0.11
| 2020 | 2021 | 2022 | 2023 | 2024 | 2025 | 2026 | 2027 | 2028 | 2029 | 2030 | 2031 | 2032 | 2033 | 2034 | 2035 | 2036 | 2037 | 2038 | 2039 | 2040 | 2041 | 2042 | 2043 | 2044 | 2045 | 2046 | 2047 | 2048 | 2049 | 2050 | 2051 | 2052 | 2053 | 2054 | 2055:=
1 | 0.11 | 0.11 | 0.11 | 0.11 | 0.11 | 0.11 | 0.11 | 0.11 | 0.11 | 0.11 | 0.11 | 0.11 | 0.11 | 0.11 | 0.11 | 0.11 | 0.11 | 0.11 | 0.11 | 0.11 | 0.11 | 0.11 | 0.11 | 0.11 | 0.11 | 0.11 | 0.11 | 0.11 | 0.11 | 0.11 | 0.11 | 0.11 | 0.11 | 0.11 | 0.11 | 0.11
2 | 0.11 | 0.11 | 0.11 | 0.11 | 0.11 | 0.11 | 0.11 | 0.11 | 0.11 | 0.11 | 0.11 | 0.11 | 0.11 | 0.11 | 0.11 | 0.11 | 0.11 | 0.11 | 0.11 | 0.11 | 0.11 | 0.11 | 0.11 | 0.11 | 0.11 | 0.11 | 0.11 | 0.11 | 0.11 | 0.11 | 0.11 | 0.11 | 0.11 | 0.11 | 0.11 | 0.11
3 | 0.11 | 0.11 | 0.11 | 0.11 | 0.11 | 0.11 | 0.11 | 0.11 | 0.11 | 0.11 | 0.11 | 0.11 | 0.11 | 0.11 | 0.11 | 0.11 | 0.11 | 0.11 | 0.11 | 0.11 | 0.11 | 0.11 | 0.11 | 0.11 | 0.11 | 0.11 | 0.11 | 0.11 | 0.11 | 0.11 | 0.11 | 0.11 | 0.11 | 0.11 | 0.11 | 0.11
4 | 0.11 | 0.11 | 0.11 | 0.11 | 0.11 | 0.11 | 0.11 | 0.11 | 0.11 | 0.11 | 0.11 | 0.11 | 0.11 | 0.11 | 0.11 | 0.11 | 0.11 | 0.11 | 0.11 | 0.11 | 0.11 | 0.11 | 0.11 | 0.11 | 0.11 | 0.11 | 0.11 | 0.11 | 0.11 | 0.11 | 0.11 | 0.11 | 0.11 | 0.11 | 0.11 | 0.11
5 | 0.11 | 0.11 | 0.11 | 0.11 | 0.11 | 0.11 | 0.11 | 0.11 | 0.11 | 0.11 | 0.11 | 0.11 | 0.11 | 0.11 | 0.11 | 0.11 | 0.11 | 0.11 | 0.11 | 0.11 | 0.11 | 0.11 | 0.11 | 0.11 | 0.11 | 0.11 | 0.11 | 0.11 | 0.11 | 0.11 | 0.11 | 0.11 | 0.11 | 0.11 | 0.11 | 0.11
6 | 0.11 | 0.11 | 0.11 | 0.11 | 0.11 | 0.11 | 0.11 | 0.11 | 0.11 | 0.11 | 0.11 | 0.11 | 0.11 | 0.11 | 0.11 | 0.11 | 0.11 | 0.11 | 0.11 | 0.11 | 0.11 | 0.11 | 0.11 | 0.11 | 0.11 | 0.11 | 0.11 | 0.11 | 0.11 | 0.11 | 0.11 | 0.11 | 0.11 | 0.11 | 0.11 | 0.11
7 | 0.11 | 0.11 | 0.11 | 0.11 | 0.11 | 0.11 | 0.11 | 0.11 | 0.11 | 0.11 | 0.11 | 0.11 | 0.11 | 0.11 | 0.11 | 0.11 | 0.11 | 0.11 | 0.11 | 0.11 | 0.11 | 0.11 | 0.11 | 0.11 | 0.11 | 0.11 | 0.11 | 0.11 | 0.11 | 0.11 | 0.11 | 0.11 | 0.11 | 0.11 | 0.11 | 0.11
8 | 0.11 | 0.11 | 0.11 | 0.11 | 0.11 | 0.11 | 0.11 | 0.11 | 0.11 | 0.11 | 0.11 | 0.11 | 0.11 | 0.11 | 0.11 | 0.11 | 0.11 | 0.11 | 0.11 | 0.11 | 0.11 | 0.11 | 0.11 | 0.11 | 0.11 | 0.11 | 0.11 | 0.11 | 0.11 | 0.11 | 0.11 | 0.11 | 0.11 | 0.11 | 0.11 | 0.11
9 | 0.11 | 0.11 | 0.11 | 0.11 | 0.11 | 0.11 | 0.11 | 0.11 | 0.11 | 0.11 | 0.11 | 0.11 | 0.11 | 0.11 | 0.11 | 0.11 | 0.11 | 0.11 | 0.11 | 0.11 | 0.11 | 0.11 | 0.11 | 0.11 | 0.11 | 0.11 | 0.11 | 0.11 | 0.11 | 0.11 | 0.11 | 0.11 | 0.11 | 0.11 | 0.11 | 0.11
10 | 0.11 | 0.11 | 0.11 | 0.11 | 0.11 | 0.11 | 0.11 | 0.11 | 0.11 | 0.11 | 0.11 | 0.11 | 0.11 | 0.11 | 0.11 | 0.11 | 0.11 | 0.11 | 0.11 | 0.11 | 0.11 | 0.11 | 0.11 | 0.11 | 0.11 | 0.11 | 0.11 | 0.11 | 0.11 | 0.11 | 0.11 | 0.11 | 0.11 | 0.11 | 0.11 | 0.11
11 | 0.11 | 0.11 | 0.11 | 0.11 | 0.11 | 0.11 | 0.11 | 0.11 | 0.11 | 0.11 | 0.11 | 0.11 | 0.11 | 0.11 | 0.11 | 0.11 | 0.11 | 0.11 | 0.11 | 0.11 | 0.11 | 0.11 | 0.11 | 0.11 | 0.11 | 0.11 | 0.11 | 0.11 | 0.11 | 0.11 | 0.11 | 0.11 | 0.11 | 0.11 | 0.11 | 0.11
12 | 0.11 | 0.11 | 0.11 | 0.11 | 0.11 | 0.11 | 0.11 | 0.11 | 0.11 | 0.11 | 0.11 | 0.11 | 0.11 | 0.11 | 0.11 | 0.11 | 0.11 | 0.11 | 0.11 | 0.11 | 0.11 | 0.11 | 0.11 | 0.11 | 0.11 | 0.11 | 0.11 | 0.11 | 0.11 | 0.11 | 0.11 | 0.11 | 0.11 | 0.11 | 0.11 | 0.11
13 | 0.11 | 0.11 | 0.11 | 0.11 | 0.11 | 0.11 | 0.11 | 0.11 | 0.11 | 0.11 | 0.11 | 0.11 | 0.11 | 0.11 | 0.11 | 0.11 | 0.11 | 0.11 | 0.11 | 0.11 | 0.11 | 0.11 | 0.11 | 0.11 | 0.11 | 0.11 | 0.11 | 0.11 | 0.11 | 0.11 | 0.11 | 0.11 | 0.11 | 0.11 | 0.11 | 0.11
14 | 0.11 | 0.11 | 0.11 | 0.11 | 0.11 | 0.11 | 0.11 | 0.11 | 0.11 | 0.11 | 0.11 | 0.11 | 0.11 | 0.11 | 0.11 | 0.11 | 0.11 | 0.11 | 0.11 | 0.11 | 0.11 | 0.11 | 0.11 | 0.11 | 0.11 | 0.11 | 0.11 | 0.11 | 0.11 | 0.11 | 0.11 | 0.11 | 0.11 | 0.11 | 0.11 | 0.11
15 | 0.11 | 0.11 | 0.11 | 0.11 | 0.11 | 0.11 | 0.11 | 0.11 | 0.11 | 0.11 | 0.11 | 0.11 | 0.11 | 0.11 | 0.11 | 0.11 | 0.11 | 0.11 | 0.11 | 0.11 | 0.11 | 0.11 | 0.11 | 0.11 | 0.11 | 0.11 | 0.11 | 0.11 | 0.11 | 0.11 | 0.11 | 0.11 | 0.11 | 0.11 | 0.11 | 0.11
16 | 0.11 | 0.11 | 0.11 | 0.11 | 0.11 | 0.11 | 0.11 | 0.11 | 0.11 | 0.11 | 0.11 | 0.11 | 0.11 | 0.11 | 0.11 | 0.11 | 0.11 | 0.11 | 0.11 | 0.11 | 0.11 | 0.11 | 0.11 | 0.11 | 0.11 | 0.11 | 0.11 | 0.11 | 0.11 | 0.11 | 0.11 | 0.11 | 0.11 | 0.11 | 0.11 | 0.11
17 | 0.11 | 0.11 | 0.11 | 0.11 | 0.11 | 0.11 | 0.11 | 0.11 | 0.11 | 0.11 | 0.11 | 0.11 | 0.11 | 0.11 | 0.11 | 0.11 | 0.11 | 0.11 | 0.11 | 0.11 | 0.11 | 0.11 | 0.11 | 0.11 | 0.11 | 0.11 | 0.11 | 0.11 | 0.11 | 0.11 | 0.11 | 0.11 | 0.11 | 0.11 | 0.11 | 0.11
18 | 0.11 | 0.11 | 0.11 | 0.11 | 0.11 | 0.11 | 0.11 | 0.11 | 0.11 | 0.11 | 0.11 | 0.11 | 0.11 | 0.11 | 0.11 | 0.11 | 0.11 | 0.11 | 0.11 | 0.11 | 0.11 | 0.11 | 0.11 | 0.11 | 0.11 | 0.11 | 0.11 | 0.11 | 0.11 | 0.11 | 0.11 | 0.11 | 0.11 | 0.11 | 0.11 | 0.11
19 | 0.11 | 0.11 | 0.11 | 0.11 | 0.11 | 0.11 | 0.11 | 0.11 | 0.11 | 0.11 | 0.11 | 0.11 | 0.11 | 0.11 | 0.11 | 0.11 | 0.11 | 0.11 | 0.11 | 0.11 | 0.11 | 0.11 | 0.11 | 0.11 | 0.11 | 0.11 | 0.11 | 0.11 | 0.11 | 0.11 | 0.11 | 0.11 | 0.11 | 0.11 | 0.11 | 0.11
20 | 0.11 | 0.11 | 0.11 | 0.11 | 0.11 | 0.11 | 0.11 | 0.11 | 0.11 | 0.11 | 0.11 | 0.11 | 0.11 | 0.11 | 0.11 | 0.11 | 0.11 | 0.11 | 0.11 | 0.11 | 0.11 | 0.11 | 0.11 | 0.11 | 0.11 | 0.11 | 0.11 | 0.11 | 0.11 | 0.11 | 0.11 | 0.11 | 0.11 | 0.11 | 0.11 | 0.11
21 | 0.11 | 0.11 | 0.11 | 0.11 | 0.11 | 0.11 | 0.11 | 0.11 | 0.11 | 0.11 | 0.11 | 0.11 | 0.11 | 0.11 | 0.11 | 0.11 | 0.11 | 0.11 | 0.11 | 0.11 | 0.11 | 0.11 | 0.11 | 0.11 | 0.11 | 0.11 | 0.11 | 0.11 | 0.11 | 0.11 | 0.11 | 0.11 | 0.11 | 0.11 | 0.11 | 0.11
22 | 0.11 | 0.11 | 0.11 | 0.11 | 0.11 | 0.11 | 0.11 | 0.11 | 0.11 | 0.11 | 0.11 | 0.11 | 0.11 | 0.11 | 0.11 | 0.11 | 0.11 | 0.11 | 0.11 | 0.11 | 0.11 | 0.11 | 0.11 | 0.11 | 0.11 | 0.11 | 0.11 | 0.11 | 0.11 | 0.11 | 0.11 | 0.11 | 0.11 | 0.11 | 0.11 | 0.11
23 | 0.11 | 0.11 | 0.11 | 0.11 | 0.11 | 0.11 | 0.11 | 0.11 | 0.11 | 0.11 | 0.11 | 0.11 | 0.11 | 0.11 | 0.11 | 0.11 | 0.11 | 0.11 | 0.11 | 0.11 | 0.11 | 0.11 | 0.11 | 0.11 | 0.11 | 0.11 | 0.11 | 0.11 | 0.11 | 0.11 | 0.11 | 0.11 | 0.11 | 0.11 | 0.11 | 0.11
24 | 0.11 | 0.11 | 0.11 | 0.11 | 0.11 | 0.11 | 0.11 | 0.11 | 0.11 | 0.11 | 0.11 | 0.11 | 0.11 | 0.11 | 0.11 | 0.11 | 0.11 | 0.11 | 0.11 | 0.11 | 0.11 | 0.11 | 0.11 | 0.11 | 0.11 | 0.11 | 0.11 | 0.11 | 0.11 | 0.11 | 0.11 | 0.11 | 0.11 | 0.11 | 0.11 | 0.11
25 | 0.11 | 0.11 | 0.11 | 0.11 | 0.11 | 0.11 | 0.11 | 0.11 | 0.11 | 0.11 | 0.11 | 0.11 | 0.11 | 0.11 | 0.11 | 0.11 | 0.11 | 0.11 | 0.11 | 0.11 | 0.11 | 0.11 | 0.11 | 0.11 | 0.11 | 0.11 | 0.11 | 0.11 | 0.11 | 0.11 | 0.11 | 0.11 | 0.11 | 0.11 | 0.11 | 0.11
26 | 0.11 | 0.11 | 0.11 | 0.11 | 0.11 | 0.11 | 0.11 | 0.11 | 0.11 | 0.11 | 0.11 | 0.11 | 0.11 | 0.11 | 0.11 | 0.11 | 0.11 | 0.11 | 0.11 | 0.11 | 0.11 | 0.11 | 0.11 | 0.11 | 0.11 | 0.11 | 0.11 | 0.11 | 0.11 | 0.11 | 0.11 | 0.11 | 0.11 | 0.11 | 0.11 | 0.11
27 | 0.11 | 0.11 | 0.11 | 0.11 | 0.11 | 0.11 | 0.11 | 0.11 | 0.11 | 0.11 | 0.11 | 0.11 | 0.11 | 0.11 | 0.11 | 0.11 | 0.11 | 0.11 | 0.11 | 0.11 | 0.11 | 0.11 | 0.11 | 0.11 | 0.11 | 0.11 | 0.11 | 0.11 | 0.11 | 0.11 | 0.11 | 0.11 | 0.11 | 0.11 | 0.11 | 0.11
28 | 0.11 | 0.11 | 0.11 | 0.11 | 0.11 | 0.11 | 0.11 | 0.11 | 0.11 | 0.11 | 0.11 | 0.11 | 0.11 | 0.11 | 0.11 | 0.11 | 0.11 | 0.11 | 0.11 | 0.11 | 0.11 | 0.11 | 0.11 | 0.11 | 0.11 | 0.11 | 0.11 | 0.11 | 0.11 | 0.11 | 0.11 | 0.11 | 0.11 | 0.11 | 0.11 | 0.11
29 | 0.11 | 0.11 | 0.11 | 0.11 | 0.11 | 0.11 | 0.11 | 0.11 | 0.11 | 0.11 | 0.11 | 0.11 | 0.11 | 0.11 | 0.11 | 0.11 | 0.11 | 0.11 | 0.11 | 0.11 | 0.11 | 0.11 | 0.11 | 0.11 | 0.11 | 0.11 | 0.11 | 0.11 | 0.11 | 0.11 | 0.11 | 0.11 | 0.11 | 0.11 | 0.11 | 0.11
30 | 0.11 | 0.11 | 0.11 | 0.11 | 0.11 | 0.11 | 0.11 | 0.11 | 0.11 | 0.11 | 0.11 | 0.11 | 0.11 | 0.11 | 0.11 | 0.11 | 0.11 | 0.11 | 0.11 | 0.11 | 0.11 | 0.11 | 0.11 | 0.11 | 0.11 | 0.11 | 0.11 | 0.11 | 0.11 | 0.11 | 0.11 | 0.11 | 0.11 | 0.11 | 0.11 | 0.11
31 | 0.11 | 0.11 | 0.11 | 0.11 | 0.11 | 0.11 | 0.11 | 0.11 | 0.11 | 0.11 | 0.11 | 0.11 | 0.11 | 0.11 | 0.11 | 0.11 | 0.11 | 0.11 | 0.11 | 0.11 | 0.11 | 0.11 | 0.11 | 0.11 | 0.11 | 0.11 | 0.11 | 0.11 | 0.11 | 0.11 | 0.11 | 0.11 | 0.11 | 0.11 | 0.11 | 0.11
32 | 0.11 | 0.11 | 0.11 | 0.11 | 0.11 | 0.11 | 0.11 | 0.11 | 0.11 | 0.11 | 0.11 | 0.11 | 0.11 | 0.11 | 0.11 | 0.11 | 0.11 | 0.11 | 0.11 | 0.11 | 0.11 | 0.11 | 0.11 | 0.11 | 0.11 | 0.11 | 0.11 | 0.11 | 0.11 | 0.11 | 0.11 | 0.11 | 0.11 | 0.11 | 0.11 | 0.11
33 | 0.11 | 0.11 | 0.11 | 0.11 | 0.11 | 0.11 | 0.11 | 0.11 | 0.11 | 0.11 | 0.11 | 0.11 | 0.11 | 0.11 | 0.11 | 0.11 | 0.11 | 0.11 | 0.11 | 0.11 | 0.11 | 0.11 | 0.11 | 0.11 | 0.11 | 0.11 | 0.11 | 0.11 | 0.11 | 0.11 | 0.11 | 0.11 | 0.11 | 0.11 | 0.11 | 0.11
34 | 0.11 | 0.11 | 0.11 | 0.11 | 0.11 | 0.11 | 0.11 | 0.11 | 0.11 | 0.11 | 0.11 | 0.11 | 0.11 | 0.11 | 0.11 | 0.11 | 0.11 | 0.11 | 0.11 | 0.11 | 0.11 | 0.11 | 0.11 | 0.11 | 0.11 | 0.11 | 0.11 | 0.11 | 0.11 | 0.11 | 0.11 | 0.11 | 0.11 | 0.11 | 0.11 | 0.11
35 | 0.11 | 0.11 | 0.11 | 0.11 | 0.11 | 0.11 | 0.11 | 0.11 | 0.11 | 0.11 | 0.11 | 0.11 | 0.11 | 0.11 | 0.11 | 0.11 | 0.11 | 0.11 | 0.11 | 0.11 | 0.11 | 0.11 | 0.11 | 0.11 | 0.11 | 0.11 | 0.11 | 0.11 | 0.11 | 0.11 | 0.11 | 0.11 | 0.11 | 0.11 | 0.11 | 0.11
36 | 0.11 | 0.11 | 0.11 | 0.11 | 0.11 | 0.11 | 0.11 | 0.11 | 0.11 | 0.11 | 0.11 | 0.11 | 0.11 | 0.11 | 0.11 | 0.11 | 0.11 | 0.11 | 0.11 | 0.11 | 0.11 | 0.11 | 0.11 | 0.11 | 0.11 | 0.11 | 0.11 | 0.11 | 0.11 | 0.11 | 0.11 | 0.11 | 0.11 | 0.11 | 0.11 | 0.11
37 | 0.11 | 0.11 | 0.11 | 0.11 | 0.11 | 0.11 | 0.11 | 0.11 | 0.11 | 0.11 | 0.11 | 0.11 | 0.11 | 0.11 | 0.11 | 0.11 | 0.11 | 0.11 | 0.11 | 0.11 | 0.11 | 0.11 | 0.11 | 0.11 | 0.11 | 0.11 | 0.11 | 0.11 | 0.11 | 0.11 | 0.11 | 0.11 | 0.11 | 0.11 | 0.11 | 0.11
38 | 0.11 | 0.11 | 0.11 | 0.11 | 0.11 | 0.11 | 0.11 | 0.11 | 0.11 | 0.11 | 0.11 | 0.11 | 0.11 | 0.11 | 0.11 | 0.11 | 0.11 | 0.11 | 0.11 | 0.11 | 0.11 | 0.11 | 0.11 | 0.11 | 0.11 | 0.11 | 0.11 | 0.11 | 0.11 | 0.11 | 0.11 | 0.11 | 0.11 | 0.11 | 0.11 | 0.11
39 | 0.11 | 0.11 | 0.11 | 0.11 | 0.11 | 0.11 | 0.11 | 0.11 | 0.11 | 0.11 | 0.11 | 0.11 | 0.11 | 0.11 | 0.11 | 0.11 | 0.11 | 0.11 | 0.11 | 0.11 | 0.11 | 0.11 | 0.11 | 0.11 | 0.11 | 0.11 | 0.11 | 0.11 | 0.11 | 0.11 | 0.11 | 0.11 | 0.11 | 0.11 | 0.11 | 0.11
40 | 0.11 | 0.11 | 0.11 | 0.11 | 0.11 | 0.11 | 0.11 | 0.11 | 0.11 | 0.11 | 0.11 | 0.11 | 0.11 | 0.11 | 0.11 | 0.11 | 0.11 | 0.11 | 0.11 | 0.11 | 0.11 | 0.11 | 0.11 | 0.11 | 0.11 | 0.11 | 0.11 | 0.11 | 0.11 | 0.11 | 0.11 | 0.11 | 0.11 | 0.11 | 0.11 | 0.11
41 | 0.11 | 0.11 | 0.11 | 0.11 | 0.11 | 0.11 | 0.11 | 0.11 | 0.11 | 0.11 | 0.11 | 0.11 | 0.11 | 0.11 | 0.11 | 0.11 | 0.11 | 0.11 | 0.11 | 0.11 | 0.11 | 0.11 | 0.11 | 0.11 | 0.11 | 0.11 | 0.11 | 0.11 | 0.11 | 0.11 | 0.11 | 0.11 | 0.11 | 0.11 | 0.11 | 0.11
42 | 0.11 | 0.11 | 0.11 | 0.11 | 0.11 | 0.11 | 0.11 | 0.11 | 0.11 | 0.11 | 0.11 | 0.11 | 0.11 | 0.11 | 0.11 | 0.11 | 0.11 | 0.11 | 0.11 | 0.11 | 0.11 | 0.11 | 0.11 | 0.11 | 0.11 | 0.11 | 0.11 | 0.11 | 0.11 | 0.11 | 0.11 | 0.11 | 0.11 | 0.11 | 0.11 | 0.11
43 | 0.11 | 0.11 | 0.11 | 0.11 | 0.11 | 0.11 | 0.11 | 0.11 | 0.11 | 0.11 | 0.11 | 0.11 | 0.11 | 0.11 | 0.11 | 0.11 | 0.11 | 0.11 | 0.11 | 0.11 | 0.11 | 0.11 | 0.11 | 0.11 | 0.11 | 0.11 | 0.11 | 0.11 | 0.11 | 0.11 | 0.11 | 0.11 | 0.11 | 0.11 | 0.11 | 0.11
44 | 0.11 | 0.11 | 0.11 | 0.11 | 0.11 | 0.11 | 0.11 | 0.11 | 0.11 | 0.11 | 0.11 | 0.11 | 0.11 | 0.11 | 0.11 | 0.11 | 0.11 | 0.11 | 0.11 | 0.11 | 0.11 | 0.11 | 0.11 | 0.11 | 0.11 | 0.11 | 0.11 | 0.11 | 0.11 | 0.11 | 0.11 | 0.11 | 0.11 | 0.11 | 0.11 | 0.11
45 | 0.11 | 0.11 | 0.11 | 0.11 | 0.11 | 0.11 | 0.11 | 0.11 | 0.11 | 0.11 | 0.11 | 0.11 | 0.11 | 0.11 | 0.11 | 0.11 | 0.11 | 0.11 | 0.11 | 0.11 | 0.11 | 0.11 | 0.11 | 0.11 | 0.11 | 0.11 | 0.11 | 0.11 | 0.11 | 0.11 | 0.11 | 0.11 | 0.11 | 0.11 | 0.11 | 0.11
46 | 0.11 | 0.11 | 0.11 | 0.11 | 0.11 | 0.11 | 0.11 | 0.11 | 0.11 | 0.11 | 0.11 | 0.11 | 0.11 | 0.11 | 0.11 | 0.11 | 0.11 | 0.11 | 0.11 | 0.11 | 0.11 | 0.11 | 0.11 | 0.11 | 0.11 | 0.11 | 0.11 | 0.11 | 0.11 | 0.11 | 0.11 | 0.11 | 0.11 | 0.11 | 0.11 | 0.11
47 | 0.11 | 0.11 | 0.11 | 0.11 | 0.11 | 0.11 | 0.11 | 0.11 | 0.11 | 0.11 | 0.11 | 0.11 | 0.11 | 0.11 | 0.11 | 0.11 | 0.11 | 0.11 | 0.11 | 0.11 | 0.11 | 0.11 | 0.11 | 0.11 | 0.11 | 0.11 | 0.11 | 0.11 | 0.11 | 0.11 | 0.11 | 0.11 | 0.11 | 0.11 | 0.11 | 0.11
48 | 0.11 | 0.11 | 0.11 | 0.11 | 0.11 | 0.11 | 0.11 | 0.11 | 0.11 | 0.11 | 0.11 | 0.11 | 0.11 | 0.11 | 0.11 | 0.11 | 0.11 | 0.11 | 0.11 | 0.11 | 0.11 | 0.11 | 0.11 | 0.11 | 0.11 | 0.11 | 0.11 | 0.11 | 0.11 | 0.11 | 0.11 | 0.11 | 0.11 | 0.11 | 0.11 | 0.11
49 | 0.11 | 0.11 | 0.11 | 0.11 | 0.11 | 0.11 | 0.11 | 0.11 | 0.11 | 0.11 | 0.11 | 0.11 | 0.11 | 0.11 | 0.11 | 0.11 | 0.11 | 0.11 | 0.11 | 0.11 | 0.11 | 0.11 | 0.11 | 0.11 | 0.11 | 0.11 | 0.11 | 0.11 | 0.11 | 0.11 | 0.11 | 0.11 | 0.11 | 0.11 | 0.11 | 0.11
50 | 0.11 | 0.11 | 0.11 | 0.11 | 0.11 | 0.11 | 0.11 | 0.11 | 0.11 | 0.11 | 0.11 | 0.11 | 0.11 | 0.11 | 0.11 | 0.11 | 0.11 | 0.11 | 0.11 | 0.11 | 0.11 | 0.11 | 0.11 | 0.11 | 0.11 | 0.11 | 0.11 | 0.11 | 0.11 | 0.11 | 0.11 | 0.11 | 0.11 | 0.11 | 0.11 | 0.11
51 | 0.11 | 0.11 | 0.11 | 0.11 | 0.11 | 0.11 | 0.11 | 0.11 | 0.11 | 0.11 | 0.11 | 0.11 | 0.11 | 0.11 | 0.11 | 0.11 | 0.11 | 0.11 | 0.11 | 0.11 | 0.11 | 0.11 | 0.11 | 0.11 | 0.11 | 0.11 | 0.11 | 0.11 | 0.11 | 0.11 | 0.11 | 0.11 | 0.11 | 0.11 | 0.11 | 0.11
52 | 0.11 | 0.11 | 0.11 | 0.11 | 0.11 | 0.11 | 0.11 | 0.11 | 0.11 | 0.11 | 0.11 | 0.11 | 0.11 | 0.11 | 0.11 | 0.11 | 0.11 | 0.11 | 0.11 | 0.11 | 0.11 | 0.11 | 0.11 | 0.11 | 0.11 | 0.11 | 0.11 | 0.11 | 0.11 | 0.11 | 0.11 | 0.11 | 0.11 | 0.11 | 0.11 | 0.11
| MKPNGCHHO0 |  |  | 0.65
| 2020 | 2021 | 2022 | 2023 | 2024 | 2025 | 2026 | 2027 | 2028 | 2029 | 2030 | 2031 | 2032 | 2033 | 2034 | 2035 | 2036 | 2037 | 2038 | 2039 | 2040 | 2041 | 2042 | 2043 | 2044 | 2045 | 2046 | 2047 | 2048 | 2049 | 2050 | 2051 | 2052 | 2053 | 2054 | 2055:=
1 | 0.65 | 0.65 | 0.65 | 0.65 | 0.65 | 0.65 | 0.65 | 0.65 | 0.65 | 0.65 | 0.65 | 0.65 | 0.65 | 0.65 | 0.65 | 0.65 | 0.65 | 0.65 | 0.65 | 0.65 | 0.65 | 0.65 | 0.65 | 0.65 | 0.65 | 0.65 | 0.65 | 0.65 | 0.65 | 0.65 | 0.65 | 0.65 | 0.65 | 0.65 | 0.65 | 0.65
2 | 0.65 | 0.65 | 0.65 | 0.65 | 0.65 | 0.65 | 0.65 | 0.65 | 0.65 | 0.65 | 0.65 | 0.65 | 0.65 | 0.65 | 0.65 | 0.65 | 0.65 | 0.65 | 0.65 | 0.65 | 0.65 | 0.65 | 0.65 | 0.65 | 0.65 | 0.65 | 0.65 | 0.65 | 0.65 | 0.65 | 0.65 | 0.65 | 0.65 | 0.65 | 0.65 | 0.65
3 | 0.65 | 0.65 | 0.65 | 0.65 | 0.65 | 0.65 | 0.65 | 0.65 | 0.65 | 0.65 | 0.65 | 0.65 | 0.65 | 0.65 | 0.65 | 0.65 | 0.65 | 0.65 | 0.65 | 0.65 | 0.65 | 0.65 | 0.65 | 0.65 | 0.65 | 0.65 | 0.65 | 0.65 | 0.65 | 0.65 | 0.65 | 0.65 | 0.65 | 0.65 | 0.65 | 0.65
4 | 0.65 | 0.65 | 0.65 | 0.65 | 0.65 | 0.65 | 0.65 | 0.65 | 0.65 | 0.65 | 0.65 | 0.65 | 0.65 | 0.65 | 0.65 | 0.65 | 0.65 | 0.65 | 0.65 | 0.65 | 0.65 | 0.65 | 0.65 | 0.65 | 0.65 | 0.65 | 0.65 | 0.65 | 0.65 | 0.65 | 0.65 | 0.65 | 0.65 | 0.65 | 0.65 | 0.65
5 | 0.65 | 0.65 | 0.65 | 0.65 | 0.65 | 0.65 | 0.65 | 0.65 | 0.65 | 0.65 | 0.65 | 0.65 | 0.65 | 0.65 | 0.65 | 0.65 | 0.65 | 0.65 | 0.65 | 0.65 | 0.65 | 0.65 | 0.65 | 0.65 | 0.65 | 0.65 | 0.65 | 0.65 | 0.65 | 0.65 | 0.65 | 0.65 | 0.65 | 0.65 | 0.65 | 0.65
6 | 0.65 | 0.65 | 0.65 | 0.65 | 0.65 | 0.65 | 0.65 | 0.65 | 0.65 | 0.65 | 0.65 | 0.65 | 0.65 | 0.65 | 0.65 | 0.65 | 0.65 | 0.65 | 0.65 | 0.65 | 0.65 | 0.65 | 0.65 | 0.65 | 0.65 | 0.65 | 0.65 | 0.65 | 0.65 | 0.65 | 0.65 | 0.65 | 0.65 | 0.65 | 0.65 | 0.65
7 | 0.65 | 0.65 | 0.65 | 0.65 | 0.65 | 0.65 | 0.65 | 0.65 | 0.65 | 0.65 | 0.65 | 0.65 | 0.65 | 0.65 | 0.65 | 0.65 | 0.65 | 0.65 | 0.65 | 0.65 | 0.65 | 0.65 | 0.65 | 0.65 | 0.65 | 0.65 | 0.65 | 0.65 | 0.65 | 0.65 | 0.65 | 0.65 | 0.65 | 0.65 | 0.65 | 0.65
8 | 0.65 | 0.65 | 0.65 | 0.65 | 0.65 | 0.65 | 0.65 | 0.65 | 0.65 | 0.65 | 0.65 | 0.65 | 0.65 | 0.65 | 0.65 | 0.65 | 0.65 | 0.65 | 0.65 | 0.65 | 0.65 | 0.65 | 0.65 | 0.65 | 0.65 | 0.65 | 0.65 | 0.65 | 0.65 | 0.65 | 0.65 | 0.65 | 0.65 | 0.65 | 0.65 | 0.65
9 | 0.65 | 0.65 | 0.65 | 0.65 | 0.65 | 0.65 | 0.65 | 0.65 | 0.65 | 0.65 | 0.65 | 0.65 | 0.65 | 0.65 | 0.65 | 0.65 | 0.65 | 0.65 | 0.65 | 0.65 | 0.65 | 0.65 | 0.65 | 0.65 | 0.65 | 0.65 | 0.65 | 0.65 | 0.65 | 0.65 | 0.65 | 0.65 | 0.65 | 0.65 | 0.65 | 0.65
10 | 0.65 | 0.65 | 0.65 | 0.65 | 0.65 | 0.65 | 0.65 | 0.65 | 0.65 | 0.65 | 0.65 | 0.65 | 0.65 | 0.65 | 0.65 | 0.65 | 0.65 | 0.65 | 0.65 | 0.65 | 0.65 | 0.65 | 0.65 | 0.65 | 0.65 | 0.65 | 0.65 | 0.65 | 0.65 | 0.65 | 0.65 | 0.65 | 0.65 | 0.65 | 0.65 | 0.65
11 | 0.65 | 0.65 | 0.65 | 0.65 | 0.65 | 0.65 | 0.65 | 0.65 | 0.65 | 0.65 | 0.65 | 0.65 | 0.65 | 0.65 | 0.65 | 0.65 | 0.65 | 0.65 | 0.65 | 0.65 | 0.65 | 0.65 | 0.65 | 0.65 | 0.65 | 0.65 | 0.65 | 0.65 | 0.65 | 0.65 | 0.65 | 0.65 | 0.65 | 0.65 | 0.65 | 0.65
12 | 0.65 | 0.65 | 0.65 | 0.65 | 0.65 | 0.65 | 0.65 | 0.65 | 0.65 | 0.65 | 0.65 | 0.65 | 0.65 | 0.65 | 0.65 | 0.65 | 0.65 | 0.65 | 0.65 | 0.65 | 0.65 | 0.65 | 0.65 | 0.65 | 0.65 | 0.65 | 0.65 | 0.65 | 0.65 | 0.65 | 0.65 | 0.65 | 0.65 | 0.65 | 0.65 | 0.65
13 | 0.65 | 0.65 | 0.65 | 0.65 | 0.65 | 0.65 | 0.65 | 0.65 | 0.65 | 0.65 | 0.65 | 0.65 | 0.65 | 0.65 | 0.65 | 0.65 | 0.65 | 0.65 | 0.65 | 0.65 | 0.65 | 0.65 | 0.65 | 0.65 | 0.65 | 0.65 | 0.65 | 0.65 | 0.65 | 0.65 | 0.65 | 0.65 | 0.65 | 0.65 | 0.65 | 0.65
14 | 0.65 | 0.65 | 0.65 | 0.65 | 0.65 | 0.65 | 0.65 | 0.65 | 0.65 | 0.65 | 0.65 | 0.65 | 0.65 | 0.65 | 0.65 | 0.65 | 0.65 | 0.65 | 0.65 | 0.65 | 0.65 | 0.65 | 0.65 | 0.65 | 0.65 | 0.65 | 0.65 | 0.65 | 0.65 | 0.65 | 0.65 | 0.65 | 0.65 | 0.65 | 0.65 | 0.65
15 | 0.65 | 0.65 | 0.65 | 0.65 | 0.65 | 0.65 | 0.65 | 0.65 | 0.65 | 0.65 | 0.65 | 0.65 | 0.65 | 0.65 | 0.65 | 0.65 | 0.65 | 0.65 | 0.65 | 0.65 | 0.65 | 0.65 | 0.65 | 0.65 | 0.65 | 0.65 | 0.65 | 0.65 | 0.65 | 0.65 | 0.65 | 0.65 | 0.65 | 0.65 | 0.65 | 0.65
16 | 0.65 | 0.65 | 0.65 | 0.65 | 0.65 | 0.65 | 0.65 | 0.65 | 0.65 | 0.65 | 0.65 | 0.65 | 0.65 | 0.65 | 0.65 | 0.65 | 0.65 | 0.65 | 0.65 | 0.65 | 0.65 | 0.65 | 0.65 | 0.65 | 0.65 | 0.65 | 0.65 | 0.65 | 0.65 | 0.65 | 0.65 | 0.65 | 0.65 | 0.65 | 0.65 | 0.65
17 | 0.65 | 0.65 | 0.65 | 0.65 | 0.65 | 0.65 | 0.65 | 0.65 | 0.65 | 0.65 | 0.65 | 0.65 | 0.65 | 0.65 | 0.65 | 0.65 | 0.65 | 0.65 | 0.65 | 0.65 | 0.65 | 0.65 | 0.65 | 0.65 | 0.65 | 0.65 | 0.65 | 0.65 | 0.65 | 0.65 | 0.65 | 0.65 | 0.65 | 0.65 | 0.65 | 0.65
18 | 0.65 | 0.65 | 0.65 | 0.65 | 0.65 | 0.65 | 0.65 | 0.65 | 0.65 | 0.65 | 0.65 | 0.65 | 0.65 | 0.65 | 0.65 | 0.65 | 0.65 | 0.65 | 0.65 | 0.65 | 0.65 | 0.65 | 0.65 | 0.65 | 0.65 | 0.65 | 0.65 | 0.65 | 0.65 | 0.65 | 0.65 | 0.65 | 0.65 | 0.65 | 0.65 | 0.65
19 | 0.65 | 0.65 | 0.65 | 0.65 | 0.65 | 0.65 | 0.65 | 0.65 | 0.65 | 0.65 | 0.65 | 0.65 | 0.65 | 0.65 | 0.65 | 0.65 | 0.65 | 0.65 | 0.65 | 0.65 | 0.65 | 0.65 | 0.65 | 0.65 | 0.65 | 0.65 | 0.65 | 0.65 | 0.65 | 0.65 | 0.65 | 0.65 | 0.65 | 0.65 | 0.65 | 0.65
20 | 0.65 | 0.65 | 0.65 | 0.65 | 0.65 | 0.65 | 0.65 | 0.65 | 0.65 | 0.65 | 0.65 | 0.65 | 0.65 | 0.65 | 0.65 | 0.65 | 0.65 | 0.65 | 0.65 | 0.65 | 0.65 | 0.65 | 0.65 | 0.65 | 0.65 | 0.65 | 0.65 | 0.65 | 0.65 | 0.65 | 0.65 | 0.65 | 0.65 | 0.65 | 0.65 | 0.65
21 | 0.65 | 0.65 | 0.65 | 0.65 | 0.65 | 0.65 | 0.65 | 0.65 | 0.65 | 0.65 | 0.65 | 0.65 | 0.65 | 0.65 | 0.65 | 0.65 | 0.65 | 0.65 | 0.65 | 0.65 | 0.65 | 0.65 | 0.65 | 0.65 | 0.65 | 0.65 | 0.65 | 0.65 | 0.65 | 0.65 | 0.65 | 0.65 | 0.65 | 0.65 | 0.65 | 0.65
22 | 0.65 | 0.65 | 0.65 | 0.65 | 0.65 | 0.65 | 0.65 | 0.65 | 0.65 | 0.65 | 0.65 | 0.65 | 0.65 | 0.65 | 0.65 | 0.65 | 0.65 | 0.65 | 0.65 | 0.65 | 0.65 | 0.65 | 0.65 | 0.65 | 0.65 | 0.65 | 0.65 | 0.65 | 0.65 | 0.65 | 0.65 | 0.65 | 0.65 | 0.65 | 0.65 | 0.65
23 | 0.65 | 0.65 | 0.65 | 0.65 | 0.65 | 0.65 | 0.65 | 0.65 | 0.65 | 0.65 | 0.65 | 0.65 | 0.65 | 0.65 | 0.65 | 0.65 | 0.65 | 0.65 | 0.65 | 0.65 | 0.65 | 0.65 | 0.65 | 0.65 | 0.65 | 0.65 | 0.65 | 0.65 | 0.65 | 0.65 | 0.65 | 0.65 | 0.65 | 0.65 | 0.65 | 0.65
24 | 0.65 | 0.65 | 0.65 | 0.65 | 0.65 | 0.65 | 0.65 | 0.65 | 0.65 | 0.65 | 0.65 | 0.65 | 0.65 | 0.65 | 0.65 | 0.65 | 0.65 | 0.65 | 0.65 | 0.65 | 0.65 | 0.65 | 0.65 | 0.65 | 0.65 | 0.65 | 0.65 | 0.65 | 0.65 | 0.65 | 0.65 | 0.65 | 0.65 | 0.65 | 0.65 | 0.65
25 | 0.65 | 0.65 | 0.65 | 0.65 | 0.65 | 0.65 | 0.65 | 0.65 | 0.65 | 0.65 | 0.65 | 0.65 | 0.65 | 0.65 | 0.65 | 0.65 | 0.65 | 0.65 | 0.65 | 0.65 | 0.65 | 0.65 | 0.65 | 0.65 | 0.65 | 0.65 | 0.65 | 0.65 | 0.65 | 0.65 | 0.65 | 0.65 | 0.65 | 0.65 | 0.65 | 0.65
26 | 0.65 | 0.65 | 0.65 | 0.65 | 0.65 | 0.65 | 0.65 | 0.65 | 0.65 | 0.65 | 0.65 | 0.65 | 0.65 | 0.65 | 0.65 | 0.65 | 0.65 | 0.65 | 0.65 | 0.65 | 0.65 | 0.65 | 0.65 | 0.65 | 0.65 | 0.65 | 0.65 | 0.65 | 0.65 | 0.65 | 0.65 | 0.65 | 0.65 | 0.65 | 0.65 | 0.65
27 | 0.65 | 0.65 | 0.65 | 0.65 | 0.65 | 0.65 | 0.65 | 0.65 | 0.65 | 0.65 | 0.65 | 0.65 | 0.65 | 0.65 | 0.65 | 0.65 | 0.65 | 0.65 | 0.65 | 0.65 | 0.65 | 0.65 | 0.65 | 0.65 | 0.65 | 0.65 | 0.65 | 0.65 | 0.65 | 0.65 | 0.65 | 0.65 | 0.65 | 0.65 | 0.65 | 0.65
28 | 0.65 | 0.65 | 0.65 | 0.65 | 0.65 | 0.65 | 0.65 | 0.65 | 0.65 | 0.65 | 0.65 | 0.65 | 0.65 | 0.65 | 0.65 | 0.65 | 0.65 | 0.65 | 0.65 | 0.65 | 0.65 | 0.65 | 0.65 | 0.65 | 0.65 | 0.65 | 0.65 | 0.65 | 0.65 | 0.65 | 0.65 | 0.65 | 0.65 | 0.65 | 0.65 | 0.65
29 | 0.65 | 0.65 | 0.65 | 0.65 | 0.65 | 0.65 | 0.65 | 0.65 | 0.65 | 0.65 | 0.65 | 0.65 | 0.65 | 0.65 | 0.65 | 0.65 | 0.65 | 0.65 | 0.65 | 0.65 | 0.65 | 0.65 | 0.65 | 0.65 | 0.65 | 0.65 | 0.65 | 0.65 | 0.65 | 0.65 | 0.65 | 0.65 | 0.65 | 0.65 | 0.65 | 0.65
30 | 0.65 | 0.65 | 0.65 | 0.65 | 0.65 | 0.65 | 0.65 | 0.65 | 0.65 | 0.65 | 0.65 | 0.65 | 0.65 | 0.65 | 0.65 | 0.65 | 0.65 | 0.65 | 0.65 | 0.65 | 0.65 | 0.65 | 0.65 | 0.65 | 0.65 | 0.65 | 0.65 | 0.65 | 0.65 | 0.65 | 0.65 | 0.65 | 0.65 | 0.65 | 0.65 | 0.65
31 | 0.65 | 0.65 | 0.65 | 0.65 | 0.65 | 0.65 | 0.65 | 0.65 | 0.65 | 0.65 | 0.65 | 0.65 | 0.65 | 0.65 | 0.65 | 0.65 | 0.65 | 0.65 | 0.65 | 0.65 | 0.65 | 0.65 | 0.65 | 0.65 | 0.65 | 0.65 | 0.65 | 0.65 | 0.65 | 0.65 | 0.65 | 0.65 | 0.65 | 0.65 | 0.65 | 0.65
32 | 0.65 | 0.65 | 0.65 | 0.65 | 0.65 | 0.65 | 0.65 | 0.65 | 0.65 | 0.65 | 0.65 | 0.65 | 0.65 | 0.65 | 0.65 | 0.65 | 0.65 | 0.65 | 0.65 | 0.65 | 0.65 | 0.65 | 0.65 | 0.65 | 0.65 | 0.65 | 0.65 | 0.65 | 0.65 | 0.65 | 0.65 | 0.65 | 0.65 | 0.65 | 0.65 | 0.65
33 | 0.65 | 0.65 | 0.65 | 0.65 | 0.65 | 0.65 | 0.65 | 0.65 | 0.65 | 0.65 | 0.65 | 0.65 | 0.65 | 0.65 | 0.65 | 0.65 | 0.65 | 0.65 | 0.65 | 0.65 | 0.65 | 0.65 | 0.65 | 0.65 | 0.65 | 0.65 | 0.65 | 0.65 | 0.65 | 0.65 | 0.65 | 0.65 | 0.65 | 0.65 | 0.65 | 0.65
34 | 0.65 | 0.65 | 0.65 | 0.65 | 0.65 | 0.65 | 0.65 | 0.65 | 0.65 | 0.65 | 0.65 | 0.65 | 0.65 | 0.65 | 0.65 | 0.65 | 0.65 | 0.65 | 0.65 | 0.65 | 0.65 | 0.65 | 0.65 | 0.65 | 0.65 | 0.65 | 0.65 | 0.65 | 0.65 | 0.65 | 0.65 | 0.65 | 0.65 | 0.65 | 0.65 | 0.65
35 | 0.65 | 0.65 | 0.65 | 0.65 | 0.65 | 0.65 | 0.65 | 0.65 | 0.65 | 0.65 | 0.65 | 0.65 | 0.65 | 0.65 | 0.65 | 0.65 | 0.65 | 0.65 | 0.65 | 0.65 | 0.65 | 0.65 | 0.65 | 0.65 | 0.65 | 0.65 | 0.65 | 0.65 | 0.65 | 0.65 | 0.65 | 0.65 | 0.65 | 0.65 | 0.65 | 0.65
36 | 0.65 | 0.65 | 0.65 | 0.65 | 0.65 | 0.65 | 0.65 | 0.65 | 0.65 | 0.65 | 0.65 | 0.65 | 0.65 | 0.65 | 0.65 | 0.65 | 0.65 | 0.65 | 0.65 | 0.65 | 0.65 | 0.65 | 0.65 | 0.65 | 0.65 | 0.65 | 0.65 | 0.65 | 0.65 | 0.65 | 0.65 | 0.65 | 0.65 | 0.65 | 0.65 | 0.65
37 | 0.65 | 0.65 | 0.65 | 0.65 | 0.65 | 0.65 | 0.65 | 0.65 | 0.65 | 0.65 | 0.65 | 0.65 | 0.65 | 0.65 | 0.65 | 0.65 | 0.65 | 0.65 | 0.65 | 0.65 | 0.65 | 0.65 | 0.65 | 0.65 | 0.65 | 0.65 | 0.65 | 0.65 | 0.65 | 0.65 | 0.65 | 0.65 | 0.65 | 0.65 | 0.65 | 0.65
38 | 0.65 | 0.65 | 0.65 | 0.65 | 0.65 | 0.65 | 0.65 | 0.65 | 0.65 | 0.65 | 0.65 | 0.65 | 0.65 | 0.65 | 0.65 | 0.65 | 0.65 | 0.65 | 0.65 | 0.65 | 0.65 | 0.65 | 0.65 | 0.65 | 0.65 | 0.65 | 0.65 | 0.65 | 0.65 | 0.65 | 0.65 | 0.65 | 0.65 | 0.65 | 0.65 | 0.65
39 | 0.65 | 0.65 | 0.65 | 0.65 | 0.65 | 0.65 | 0.65 | 0.65 | 0.65 | 0.65 | 0.65 | 0.65 | 0.65 | 0.65 | 0.65 | 0.65 | 0.65 | 0.65 | 0.65 | 0.65 | 0.65 | 0.65 | 0.65 | 0.65 | 0.65 | 0.65 | 0.65 | 0.65 | 0.65 | 0.65 | 0.65 | 0.65 | 0.65 | 0.65 | 0.65 | 0.65
40 | 0.65 | 0.65 | 0.65 | 0.65 | 0.65 | 0.65 | 0.65 | 0.65 | 0.65 | 0.65 | 0.65 | 0.65 | 0.65 | 0.65 | 0.65 | 0.65 | 0.65 | 0.65 | 0.65 | 0.65 | 0.65 | 0.65 | 0.65 | 0.65 | 0.65 | 0.65 | 0.65 | 0.65 | 0.65 | 0.65 | 0.65 | 0.65 | 0.65 | 0.65 | 0.65 | 0.65
41 | 0.65 | 0.65 | 0.65 | 0.65 | 0.65 | 0.65 | 0.65 | 0.65 | 0.65 | 0.65 | 0.65 | 0.65 | 0.65 | 0.65 | 0.65 | 0.65 | 0.65 | 0.65 | 0.65 | 0.65 | 0.65 | 0.65 | 0.65 | 0.65 | 0.65 | 0.65 | 0.65 | 0.65 | 0.65 | 0.65 | 0.65 | 0.65 | 0.65 | 0.65 | 0.65 | 0.65
42 | 0.65 | 0.65 | 0.65 | 0.65 | 0.65 | 0.65 | 0.65 | 0.65 | 0.65 | 0.65 | 0.65 | 0.65 | 0.65 | 0.65 | 0.65 | 0.65 | 0.65 | 0.65 | 0.65 | 0.65 | 0.65 | 0.65 | 0.65 | 0.65 | 0.65 | 0.65 | 0.65 | 0.65 | 0.65 | 0.65 | 0.65 | 0.65 | 0.65 | 0.65 | 0.65 | 0.65
43 | 0.65 | 0.65 | 0.65 | 0.65 | 0.65 | 0.65 | 0.65 | 0.65 | 0.65 | 0.65 | 0.65 | 0.65 | 0.65 | 0.65 | 0.65 | 0.65 | 0.65 | 0.65 | 0.65 | 0.65 | 0.65 | 0.65 | 0.65 | 0.65 | 0.65 | 0.65 | 0.65 | 0.65 | 0.65 | 0.65 | 0.65 | 0.65 | 0.65 | 0.65 | 0.65 | 0.65
44 | 0.65 | 0.65 | 0.65 | 0.65 | 0.65 | 0.65 | 0.65 | 0.65 | 0.65 | 0.65 | 0.65 | 0.65 | 0.65 | 0.65 | 0.65 | 0.65 | 0.65 | 0.65 | 0.65 | 0.65 | 0.65 | 0.65 | 0.65 | 0.65 | 0.65 | 0.65 | 0.65 | 0.65 | 0.65 | 0.65 | 0.65 | 0.65 | 0.65 | 0.65 | 0.65 | 0.65
45 | 0.65 | 0.65 | 0.65 | 0.65 | 0.65 | 0.65 | 0.65 | 0.65 | 0.65 | 0.65 | 0.65 | 0.65 | 0.65 | 0.65 | 0.65 | 0.65 | 0.65 | 0.65 | 0.65 | 0.65 | 0.65 | 0.65 | 0.65 | 0.65 | 0.65 | 0.65 | 0.65 | 0.65 | 0.65 | 0.65 | 0.65 | 0.65 | 0.65 | 0.65 | 0.65 | 0.65
46 | 0.65 | 0.65 | 0.65 | 0.65 | 0.65 | 0.65 | 0.65 | 0.65 | 0.65 | 0.65 | 0.65 | 0.65 | 0.65 | 0.65 | 0.65 | 0.65 | 0.65 | 0.65 | 0.65 | 0.65 | 0.65 | 0.65 | 0.65 | 0.65 | 0.65 | 0.65 | 0.65 | 0.65 | 0.65 | 0.65 | 0.65 | 0.65 | 0.65 | 0.65 | 0.65 | 0.65
47 | 0.65 | 0.65 | 0.65 | 0.65 | 0.65 | 0.65 | 0.65 | 0.65 | 0.65 | 0.65 | 0.65 | 0.65 | 0.65 | 0.65 | 0.65 | 0.65 | 0.65 | 0.65 | 0.65 | 0.65 | 0.65 | 0.65 | 0.65 | 0.65 | 0.65 | 0.65 | 0.65 | 0.65 | 0.65 | 0.65 | 0.65 | 0.65 | 0.65 | 0.65 | 0.65 | 0.65
48 | 0.65 | 0.65 | 0.65 | 0.65 | 0.65 | 0.65 | 0.65 | 0.65 | 0.65 | 0.65 | 0.65 | 0.65 | 0.65 | 0.65 | 0.65 | 0.65 | 0.65 | 0.65 | 0.65 | 0.65 | 0.65 | 0.65 | 0.65 | 0.65 | 0.65 | 0.65 | 0.65 | 0.65 | 0.65 | 0.65 | 0.65 | 0.65 | 0.65 | 0.65 | 0.65 | 0.65
49 | 0.65 | 0.65 | 0.65 | 0.65 | 0.65 | 0.65 | 0.65 | 0.65 | 0.65 | 0.65 | 0.65 | 0.65 | 0.65 | 0.65 | 0.65 | 0.65 | 0.65 | 0.65 | 0.65 | 0.65 | 0.65 | 0.65 | 0.65 | 0.65 | 0.65 | 0.65 | 0.65 | 0.65 | 0.65 | 0.65 | 0.65 | 0.65 | 0.65 | 0.65 | 0.65 | 0.65
50 | 0.65 | 0.65 | 0.65 | 0.65 | 0.65 | 0.65 | 0.65 | 0.65 | 0.65 | 0.65 | 0.65 | 0.65 | 0.65 | 0.65 | 0.65 | 0.65 | 0.65 | 0.65 | 0.65 | 0.65 | 0.65 | 0.65 | 0.65 | 0.65 | 0.65 | 0.65 | 0.65 | 0.65 | 0.65 | 0.65 | 0.65 | 0.65 | 0.65 | 0.65 | 0.65 | 0.65
51 | 0.65 | 0.65 | 0.65 | 0.65 | 0.65 | 0.65 | 0.65 | 0.65 | 0.65 | 0.65 | 0.65 | 0.65 | 0.65 | 0.65 | 0.65 | 0.65 | 0.65 | 0.65 | 0.65 | 0.65 | 0.65 | 0.65 | 0.65 | 0.65 | 0.65 | 0.65 | 0.65 | 0.65 | 0.65 | 0.65 | 0.65 | 0.65 | 0.65 | 0.65 | 0.65 | 0.65
52 | 0.65 | 0.65 | 0.65 | 0.65 | 0.65 | 0.65 | 0.65 | 0.65 | 0.65 | 0.65 | 0.65 | 0.65 | 0.65 | 0.65 | 0.65 | 0.65 | 0.65 | 0.65 | 0.65 | 0.65 | 0.65 | 0.65 | 0.65 | 0.65 | 0.65 | 0.65 | 0.65 | 0.65 | 0.65 | 0.65 | 0.65 | 0.65 | 0.65 | 0.65 | 0.65 | 0.65
| 0 | 0 | 0 | 0 | 0 | 0 | 0 | 0 | 0 | 0 | 0 | 0 | 0
| MKNGCCNO0 |  |  | 0.65
| 2020 | 2021 | 2022 | 2023 | 2024 | 2025 | 2026 | 2027 | 2028 | 2029 | 2030 | 2031 | 2032 | 2033 | 2034 | 2035 | 2036 | 2037 | 2038 | 2039 | 2040 | 2041 | 2042 | 2043 | 2044 | 2045 | 2046 | 2047 | 2048 | 2049 | 2050 | 2051 | 2052 | 2053 | 2054 | 2055:=
1 | 0 | 0 | 0 | 0 | 0 | 0 | 0 | 0 | 0 | 0 | 0 | 0 | 0 | 0.65 | 0.65 | 0.65 | 0.65 | 0.65 | 0.65 | 0.65 | 0.65 | 0.65 | 0.65 | 0.65 | 0.65 | 0.65 | 0.65 | 0.65 | 0.65 | 0.65 | 0.65 | 0.65 | 0.65 | 0.65 | 0.65 | 0.65
2 | 0 | 0 | 0 | 0 | 0 | 0 | 0 | 0 | 0 | 0 | 0 | 0 | 0 | 0.65 | 0.65 | 0.65 | 0.65 | 0.65 | 0.65 | 0.65 | 0.65 | 0.65 | 0.65 | 0.65 | 0.65 | 0.65 | 0.65 | 0.65 | 0.65 | 0.65 | 0.65 | 0.65 | 0.65 | 0.65 | 0.65 | 0.65
3 | 0 | 0 | 0 | 0 | 0 | 0 | 0 | 0 | 0 | 0 | 0 | 0 | 0 | 0.65 | 0.65 | 0.65 | 0.65 | 0.65 | 0.65 | 0.65 | 0.65 | 0.65 | 0.65 | 0.65 | 0.65 | 0.65 | 0.65 | 0.65 | 0.65 | 0.65 | 0.65 | 0.65 | 0.65 | 0.65 | 0.65 | 0.65
4 | 0 | 0 | 0 | 0 | 0 | 0 | 0 | 0 | 0 | 0 | 0 | 0 | 0 | 0.65 | 0.65 | 0.65 | 0.65 | 0.65 | 0.65 | 0.65 | 0.65 | 0.65 | 0.65 | 0.65 | 0.65 | 0.65 | 0.65 | 0.65 | 0.65 | 0.65 | 0.65 | 0.65 | 0.65 | 0.65 | 0.65 | 0.65
5 | 0 | 0 | 0 | 0 | 0 | 0 | 0 | 0 | 0 | 0 | 0 | 0 | 0 | 0.65 | 0.65 | 0.65 | 0.65 | 0.65 | 0.65 | 0.65 | 0.65 | 0.65 | 0.65 | 0.65 | 0.65 | 0.65 | 0.65 | 0.65 | 0.65 | 0.65 | 0.65 | 0.65 | 0.65 | 0.65 | 0.65 | 0.65
6 | 0 | 0 | 0 | 0 | 0 | 0 | 0 | 0 | 0 | 0 | 0 | 0 | 0 | 0.65 | 0.65 | 0.65 | 0.65 | 0.65 | 0.65 | 0.65 | 0.65 | 0.65 | 0.65 | 0.65 | 0.65 | 0.65 | 0.65 | 0.65 | 0.65 | 0.65 | 0.65 | 0.65 | 0.65 | 0.65 | 0.65 | 0.65
7 | 0 | 0 | 0 | 0 | 0 | 0 | 0 | 0 | 0 | 0 | 0 | 0 | 0 | 0.65 | 0.65 | 0.65 | 0.65 | 0.65 | 0.65 | 0.65 | 0.65 | 0.65 | 0.65 | 0.65 | 0.65 | 0.65 | 0.65 | 0.65 | 0.65 | 0.65 | 0.65 | 0.65 | 0.65 | 0.65 | 0.65 | 0.65
8 | 0 | 0 | 0 | 0 | 0 | 0 | 0 | 0 | 0 | 0 | 0 | 0 | 0 | 0.65 | 0.65 | 0.65 | 0.65 | 0.65 | 0.65 | 0.65 | 0.65 | 0.65 | 0.65 | 0.65 | 0.65 | 0.65 | 0.65 | 0.65 | 0.65 | 0.65 | 0.65 | 0.65 | 0.65 | 0.65 | 0.65 | 0.65
9 | 0 | 0 | 0 | 0 | 0 | 0 | 0 | 0 | 0 | 0 | 0 | 0 | 0 | 0.65 | 0.65 | 0.65 | 0.65 | 0.65 | 0.65 | 0.65 | 0.65 | 0.65 | 0.65 | 0.65 | 0.65 | 0.65 | 0.65 | 0.65 | 0.65 | 0.65 | 0.65 | 0.65 | 0.65 | 0.65 | 0.65 | 0.65
10 | 0 | 0 | 0 | 0 | 0 | 0 | 0 | 0 | 0 | 0 | 0 | 0 | 0 | 0.65 | 0.65 | 0.65 | 0.65 | 0.65 | 0.65 | 0.65 | 0.65 | 0.65 | 0.65 | 0.65 | 0.65 | 0.65 | 0.65 | 0.65 | 0.65 | 0.65 | 0.65 | 0.65 | 0.65 | 0.65 | 0.65 | 0.65
11 | 0 | 0 | 0 | 0 | 0 | 0 | 0 | 0 | 0 | 0 | 0 | 0 | 0 | 0.65 | 0.65 | 0.65 | 0.65 | 0.65 | 0.65 | 0.65 | 0.65 | 0.65 | 0.65 | 0.65 | 0.65 | 0.65 | 0.65 | 0.65 | 0.65 | 0.65 | 0.65 | 0.65 | 0.65 | 0.65 | 0.65 | 0.65
12 | 0 | 0 | 0 | 0 | 0 | 0 | 0 | 0 | 0 | 0 | 0 | 0 | 0 | 0.65 | 0.65 | 0.65 | 0.65 | 0.65 | 0.65 | 0.65 | 0.65 | 0.65 | 0.65 | 0.65 | 0.65 | 0.65 | 0.65 | 0.65 | 0.65 | 0.65 | 0.65 | 0.65 | 0.65 | 0.65 | 0.65 | 0.65
13 | 0 | 0 | 0 | 0 | 0 | 0 | 0 | 0 | 0 | 0 | 0 | 0 | 0 | 0.65 | 0.65 | 0.65 | 0.65 | 0.65 | 0.65 | 0.65 | 0.65 | 0.65 | 0.65 | 0.65 | 0.65 | 0.65 | 0.65 | 0.65 | 0.65 | 0.65 | 0.65 | 0.65 | 0.65 | 0.65 | 0.65 | 0.65
14 | 0 | 0 | 0 | 0 | 0 | 0 | 0 | 0 | 0 | 0 | 0 | 0 | 0 | 0.65 | 0.65 | 0.65 | 0.65 | 0.65 | 0.65 | 0.65 | 0.65 | 0.65 | 0.65 | 0.65 | 0.65 | 0.65 | 0.65 | 0.65 | 0.65 | 0.65 | 0.65 | 0.65 | 0.65 | 0.65 | 0.65 | 0.65
15 | 0 | 0 | 0 | 0 | 0 | 0 | 0 | 0 | 0 | 0 | 0 | 0 | 0 | 0.65 | 0.65 | 0.65 | 0.65 | 0.65 | 0.65 | 0.65 | 0.65 | 0.65 | 0.65 | 0.65 | 0.65 | 0.65 | 0.65 | 0.65 | 0.65 | 0.65 | 0.65 | 0.65 | 0.65 | 0.65 | 0.65 | 0.65
16 | 0 | 0 | 0 | 0 | 0 | 0 | 0 | 0 | 0 | 0 | 0 | 0 | 0 | 0.65 | 0.65 | 0.65 | 0.65 | 0.65 | 0.65 | 0.65 | 0.65 | 0.65 | 0.65 | 0.65 | 0.65 | 0.65 | 0.65 | 0.65 | 0.65 | 0.65 | 0.65 | 0.65 | 0.65 | 0.65 | 0.65 | 0.65
17 | 0 | 0 | 0 | 0 | 0 | 0 | 0 | 0 | 0 | 0 | 0 | 0 | 0 | 0.65 | 0.65 | 0.65 | 0.65 | 0.65 | 0.65 | 0.65 | 0.65 | 0.65 | 0.65 | 0.65 | 0.65 | 0.65 | 0.65 | 0.65 | 0.65 | 0.65 | 0.65 | 0.65 | 0.65 | 0.65 | 0.65 | 0.65
18 | 0 | 0 | 0 | 0 | 0 | 0 | 0 | 0 | 0 | 0 | 0 | 0 | 0 | 0.65 | 0.65 | 0.65 | 0.65 | 0.65 | 0.65 | 0.65 | 0.65 | 0.65 | 0.65 | 0.65 | 0.65 | 0.65 | 0.65 | 0.65 | 0.65 | 0.65 | 0.65 | 0.65 | 0.65 | 0.65 | 0.65 | 0.65
19 | 0 | 0 | 0 | 0 | 0 | 0 | 0 | 0 | 0 | 0 | 0 | 0 | 0 | 0.65 | 0.65 | 0.65 | 0.65 | 0.65 | 0.65 | 0.65 | 0.65 | 0.65 | 0.65 | 0.65 | 0.65 | 0.65 | 0.65 | 0.65 | 0.65 | 0.65 | 0.65 | 0.65 | 0.65 | 0.65 | 0.65 | 0.65
20 | 0 | 0 | 0 | 0 | 0 | 0 | 0 | 0 | 0 | 0 | 0 | 0 | 0 | 0.65 | 0.65 | 0.65 | 0.65 | 0.65 | 0.65 | 0.65 | 0.65 | 0.65 | 0.65 | 0.65 | 0.65 | 0.65 | 0.65 | 0.65 | 0.65 | 0.65 | 0.65 | 0.65 | 0.65 | 0.65 | 0.65 | 0.65
21 | 0 | 0 | 0 | 0 | 0 | 0 | 0 | 0 | 0 | 0 | 0 | 0 | 0 | 0.65 | 0.65 | 0.65 | 0.65 | 0.65 | 0.65 | 0.65 | 0.65 | 0.65 | 0.65 | 0.65 | 0.65 | 0.65 | 0.65 | 0.65 | 0.65 | 0.65 | 0.65 | 0.65 | 0.65 | 0.65 | 0.65 | 0.65
22 | 0 | 0 | 0 | 0 | 0 | 0 | 0 | 0 | 0 | 0 | 0 | 0 | 0 | 0.65 | 0.65 | 0.65 | 0.65 | 0.65 | 0.65 | 0.65 | 0.65 | 0.65 | 0.65 | 0.65 | 0.65 | 0.65 | 0.65 | 0.65 | 0.65 | 0.65 | 0.65 | 0.65 | 0.65 | 0.65 | 0.65 | 0.65
23 | 0 | 0 | 0 | 0 | 0 | 0 | 0 | 0 | 0 | 0 | 0 | 0 | 0 | 0.65 | 0.65 | 0.65 | 0.65 | 0.65 | 0.65 | 0.65 | 0.65 | 0.65 | 0.65 | 0.65 | 0.65 | 0.65 | 0.65 | 0.65 | 0.65 | 0.65 | 0.65 | 0.65 | 0.65 | 0.65 | 0.65 | 0.65
24 | 0 | 0 | 0 | 0 | 0 | 0 | 0 | 0 | 0 | 0 | 0 | 0 | 0 | 0.65 | 0.65 | 0.65 | 0.65 | 0.65 | 0.65 | 0.65 | 0.65 | 0.65 | 0.65 | 0.65 | 0.65 | 0.65 | 0.65 | 0.65 | 0.65 | 0.65 | 0.65 | 0.65 | 0.65 | 0.65 | 0.65 | 0.65
25 | 0 | 0 | 0 | 0 | 0 | 0 | 0 | 0 | 0 | 0 | 0 | 0 | 0 | 0.65 | 0.65 | 0.65 | 0.65 | 0.65 | 0.65 | 0.65 | 0.65 | 0.65 | 0.65 | 0.65 | 0.65 | 0.65 | 0.65 | 0.65 | 0.65 | 0.65 | 0.65 | 0.65 | 0.65 | 0.65 | 0.65 | 0.65
26 | 0 | 0 | 0 | 0 | 0 | 0 | 0 | 0 | 0 | 0 | 0 | 0 | 0 | 0.65 | 0.65 | 0.65 | 0.65 | 0.65 | 0.65 | 0.65 | 0.65 | 0.65 | 0.65 | 0.65 | 0.65 | 0.65 | 0.65 | 0.65 | 0.65 | 0.65 | 0.65 | 0.65 | 0.65 | 0.65 | 0.65 | 0.65
27 | 0 | 0 | 0 | 0 | 0 | 0 | 0 | 0 | 0 | 0 | 0 | 0 | 0 | 0.65 | 0.65 | 0.65 | 0.65 | 0.65 | 0.65 | 0.65 | 0.65 | 0.65 | 0.65 | 0.65 | 0.65 | 0.65 | 0.65 | 0.65 | 0.65 | 0.65 | 0.65 | 0.65 | 0.65 | 0.65 | 0.65 | 0.65
28 | 0 | 0 | 0 | 0 | 0 | 0 | 0 | 0 | 0 | 0 | 0 | 0 | 0 | 0.65 | 0.65 | 0.65 | 0.65 | 0.65 | 0.65 | 0.65 | 0.65 | 0.65 | 0.65 | 0.65 | 0.65 | 0.65 | 0.65 | 0.65 | 0.65 | 0.65 | 0.65 | 0.65 | 0.65 | 0.65 | 0.65 | 0.65
29 | 0 | 0 | 0 | 0 | 0 | 0 | 0 | 0 | 0 | 0 | 0 | 0 | 0 | 0.65 | 0.65 | 0.65 | 0.65 | 0.65 | 0.65 | 0.65 | 0.65 | 0.65 | 0.65 | 0.65 | 0.65 | 0.65 | 0.65 | 0.65 | 0.65 | 0.65 | 0.65 | 0.65 | 0.65 | 0.65 | 0.65 | 0.65
30 | 0 | 0 | 0 | 0 | 0 | 0 | 0 | 0 | 0 | 0 | 0 | 0 | 0 | 0.65 | 0.65 | 0.65 | 0.65 | 0.65 | 0.65 | 0.65 | 0.65 | 0.65 | 0.65 | 0.65 | 0.65 | 0.65 | 0.65 | 0.65 | 0.65 | 0.65 | 0.65 | 0.65 | 0.65 | 0.65 | 0.65 | 0.65
31 | 0 | 0 | 0 | 0 | 0 | 0 | 0 | 0 | 0 | 0 | 0 | 0 | 0 | 0.65 | 0.65 | 0.65 | 0.65 | 0.65 | 0.65 | 0.65 | 0.65 | 0.65 | 0.65 | 0.65 | 0.65 | 0.65 | 0.65 | 0.65 | 0.65 | 0.65 | 0.65 | 0.65 | 0.65 | 0.65 | 0.65 | 0.65
32 | 0 | 0 | 0 | 0 | 0 | 0 | 0 | 0 | 0 | 0 | 0 | 0 | 0 | 0.65 | 0.65 | 0.65 | 0.65 | 0.65 | 0.65 | 0.65 | 0.65 | 0.65 | 0.65 | 0.65 | 0.65 | 0.65 | 0.65 | 0.65 | 0.65 | 0.65 | 0.65 | 0.65 | 0.65 | 0.65 | 0.65 | 0.65
33 | 0 | 0 | 0 | 0 | 0 | 0 | 0 | 0 | 0 | 0 | 0 | 0 | 0 | 0.65 | 0.65 | 0.65 | 0.65 | 0.65 | 0.65 | 0.65 | 0.65 | 0.65 | 0.65 | 0.65 | 0.65 | 0.65 | 0.65 | 0.65 | 0.65 | 0.65 | 0.65 | 0.65 | 0.65 | 0.65 | 0.65 | 0.65
34 | 0 | 0 | 0 | 0 | 0 | 0 | 0 | 0 | 0 | 0 | 0 | 0 | 0 | 0.65 | 0.65 | 0.65 | 0.65 | 0.65 | 0.65 | 0.65 | 0.65 | 0.65 | 0.65 | 0.65 | 0.65 | 0.65 | 0.65 | 0.65 | 0.65 | 0.65 | 0.65 | 0.65 | 0.65 | 0.65 | 0.65 | 0.65
35 | 0 | 0 | 0 | 0 | 0 | 0 | 0 | 0 | 0 | 0 | 0 | 0 | 0 | 0.65 | 0.65 | 0.65 | 0.65 | 0.65 | 0.65 | 0.65 | 0.65 | 0.65 | 0.65 | 0.65 | 0.65 | 0.65 | 0.65 | 0.65 | 0.65 | 0.65 | 0.65 | 0.65 | 0.65 | 0.65 | 0.65 | 0.65
36 | 0 | 0 | 0 | 0 | 0 | 0 | 0 | 0 | 0 | 0 | 0 | 0 | 0 | 0.65 | 0.65 | 0.65 | 0.65 | 0.65 | 0.65 | 0.65 | 0.65 | 0.65 | 0.65 | 0.65 | 0.65 | 0.65 | 0.65 | 0.65 | 0.65 | 0.65 | 0.65 | 0.65 | 0.65 | 0.65 | 0.65 | 0.65
37 | 0 | 0 | 0 | 0 | 0 | 0 | 0 | 0 | 0 | 0 | 0 | 0 | 0 | 0.65 | 0.65 | 0.65 | 0.65 | 0.65 | 0.65 | 0.65 | 0.65 | 0.65 | 0.65 | 0.65 | 0.65 | 0.65 | 0.65 | 0.65 | 0.65 | 0.65 | 0.65 | 0.65 | 0.65 | 0.65 | 0.65 | 0.65
38 | 0 | 0 | 0 | 0 | 0 | 0 | 0 | 0 | 0 | 0 | 0 | 0 | 0 | 0.65 | 0.65 | 0.65 | 0.65 | 0.65 | 0.65 | 0.65 | 0.65 | 0.65 | 0.65 | 0.65 | 0.65 | 0.65 | 0.65 | 0.65 | 0.65 | 0.65 | 0.65 | 0.65 | 0.65 | 0.65 | 0.65 | 0.65
39 | 0 | 0 | 0 | 0 | 0 | 0 | 0 | 0 | 0 | 0 | 0 | 0 | 0 | 0.65 | 0.65 | 0.65 | 0.65 | 0.65 | 0.65 | 0.65 | 0.65 | 0.65 | 0.65 | 0.65 | 0.65 | 0.65 | 0.65 | 0.65 | 0.65 | 0.65 | 0.65 | 0.65 | 0.65 | 0.65 | 0.65 | 0.65
40 | 0 | 0 | 0 | 0 | 0 | 0 | 0 | 0 | 0 | 0 | 0 | 0 | 0 | 0.65 | 0.65 | 0.65 | 0.65 | 0.65 | 0.65 | 0.65 | 0.65 | 0.65 | 0.65 | 0.65 | 0.65 | 0.65 | 0.65 | 0.65 | 0.65 | 0.65 | 0.65 | 0.65 | 0.65 | 0.65 | 0.65 | 0.65
41 | 0 | 0 | 0 | 0 | 0 | 0 | 0 | 0 | 0 | 0 | 0 | 0 | 0 | 0.65 | 0.65 | 0.65 | 0.65 | 0.65 | 0.65 | 0.65 | 0.65 | 0.65 | 0.65 | 0.65 | 0.65 | 0.65 | 0.65 | 0.65 | 0.65 | 0.65 | 0.65 | 0.65 | 0.65 | 0.65 | 0.65 | 0.65
42 | 0 | 0 | 0 | 0 | 0 | 0 | 0 | 0 | 0 | 0 | 0 | 0 | 0 | 0.65 | 0.65 | 0.65 | 0.65 | 0.65 | 0.65 | 0.65 | 0.65 | 0.65 | 0.65 | 0.65 | 0.65 | 0.65 | 0.65 | 0.65 | 0.65 | 0.65 | 0.65 | 0.65 | 0.65 | 0.65 | 0.65 | 0.65
43 | 0 | 0 | 0 | 0 | 0 | 0 | 0 | 0 | 0 | 0 | 0 | 0 | 0 | 0.65 | 0.65 | 0.65 | 0.65 | 0.65 | 0.65 | 0.65 | 0.65 | 0.65 | 0.65 | 0.65 | 0.65 | 0.65 | 0.65 | 0.65 | 0.65 | 0.65 | 0.65 | 0.65 | 0.65 | 0.65 | 0.65 | 0.65
44 | 0 | 0 | 0 | 0 | 0 | 0 | 0 | 0 | 0 | 0 | 0 | 0 | 0 | 0.65 | 0.65 | 0.65 | 0.65 | 0.65 | 0.65 | 0.65 | 0.65 | 0.65 | 0.65 | 0.65 | 0.65 | 0.65 | 0.65 | 0.65 | 0.65 | 0.65 | 0.65 | 0.65 | 0.65 | 0.65 | 0.65 | 0.65
45 | 0 | 0 | 0 | 0 | 0 | 0 | 0 | 0 | 0 | 0 | 0 | 0 | 0 | 0.65 | 0.65 | 0.65 | 0.65 | 0.65 | 0.65 | 0.65 | 0.65 | 0.65 | 0.65 | 0.65 | 0.65 | 0.65 | 0.65 | 0.65 | 0.65 | 0.65 | 0.65 | 0.65 | 0.65 | 0.65 | 0.65 | 0.65
46 | 0 | 0 | 0 | 0 | 0 | 0 | 0 | 0 | 0 | 0 | 0 | 0 | 0 | 0.65 | 0.65 | 0.65 | 0.65 | 0.65 | 0.65 | 0.65 | 0.65 | 0.65 | 0.65 | 0.65 | 0.65 | 0.65 | 0.65 | 0.65 | 0.65 | 0.65 | 0.65 | 0.65 | 0.65 | 0.65 | 0.65 | 0.65
47 | 0 | 0 | 0 | 0 | 0 | 0 | 0 | 0 | 0 | 0 | 0 | 0 | 0 | 0.65 | 0.65 | 0.65 | 0.65 | 0.65 | 0.65 | 0.65 | 0.65 | 0.65 | 0.65 | 0.65 | 0.65 | 0.65 | 0.65 | 0.65 | 0.65 | 0.65 | 0.65 | 0.65 | 0.65 | 0.65 | 0.65 | 0.65
48 | 0 | 0 | 0 | 0 | 0 | 0 | 0 | 0 | 0 | 0 | 0 | 0 | 0 | 0.65 | 0.65 | 0.65 | 0.65 | 0.65 | 0.65 | 0.65 | 0.65 | 0.65 | 0.65 | 0.65 | 0.65 | 0.65 | 0.65 | 0.65 | 0.65 | 0.65 | 0.65 | 0.65 | 0.65 | 0.65 | 0.65 | 0.65
49 | 0 | 0 | 0 | 0 | 0 | 0 | 0 | 0 | 0 | 0 | 0 | 0 | 0 | 0.65 | 0.65 | 0.65 | 0.65 | 0.65 | 0.65 | 0.65 | 0.65 | 0.65 | 0.65 | 0.65 | 0.65 | 0.65 | 0.65 | 0.65 | 0.65 | 0.65 | 0.65 | 0.65 | 0.65 | 0.65 | 0.65 | 0.65
50 | 0 | 0 | 0 | 0 | 0 | 0 | 0 | 0 | 0 | 0 | 0 | 0 | 0 | 0.65 | 0.65 | 0.65 | 0.65 | 0.65 | 0.65 | 0.65 | 0.65 | 0.65 | 0.65 | 0.65 | 0.65 | 0.65 | 0.65 | 0.65 | 0.65 | 0.65 | 0.65 | 0.65 | 0.65 | 0.65 | 0.65 | 0.65
51 | 0 | 0 | 0 | 0 | 0 | 0 | 0 | 0 | 0 | 0 | 0 | 0 | 0 | 0.65 | 0.65 | 0.65 | 0.65 | 0.65 | 0.65 | 0.65 | 0.65 | 0.65 | 0.65 | 0.65 | 0.65 | 0.65 | 0.65 | 0.65 | 0.65 | 0.65 | 0.65 | 0.65 | 0.65 | 0.65 | 0.65 | 0.65
52 | 0 | 0 | 0 | 0 | 0 | 0 | 0 | 0 | 0 | 0 | 0 | 0 | 0 | 0.65 | 0.65 | 0.65 | 0.65 | 0.65 | 0.65 | 0.65 | 0.65 | 0.65 | 0.65 | 0.65 | 0.65 | 0.65 | 0.65 | 0.65 | 0.65 | 0.65 | 0.65 | 0.65 | 0.65 | 0.65 | 0.65 | 0.65
Montenegro
| MEPHYDMHI0 |  |  | 0.346
| 2020 | 2021 | 2022 | 2023 | 2024 | 2025 | 2026 | 2027 | 2028 | 2029 | 2030 | 2031 | 2032 | 2033 | 2034 | 2035 | 2036 | 2037 | 2038 | 2039 | 2040 | 2041 | 2042 | 2043 | 2044 | 2045 | 2046 | 2047 | 2048 | 2049 | 2050 | 2051 | 2052 | 2053 | 2054 | 2055:=
1 | 0.346 | 0.346 | 0.346 | 0.346 | 0.346 | 0.346 | 0.346 | 0.346 | 0.346 | 0.346 | 0.346 | 0.346 | 0.346 | 0.346 | 0.346 | 0.346 | 0.346 | 0.346 | 0.346 | 0.346 | 0.346 | 0.346 | 0.346 | 0.346 | 0.346 | 0.346 | 0.346 | 0.346 | 0.346 | 0.346 | 0.346 | 0.346 | 0.346 | 0.346 | 0.346 | 0.346
2 | 0.346 | 0.346 | 0.346 | 0.346 | 0.346 | 0.346 | 0.346 | 0.346 | 0.346 | 0.346 | 0.346 | 0.346 | 0.346 | 0.346 | 0.346 | 0.346 | 0.346 | 0.346 | 0.346 | 0.346 | 0.346 | 0.346 | 0.346 | 0.346 | 0.346 | 0.346 | 0.346 | 0.346 | 0.346 | 0.346 | 0.346 | 0.346 | 0.346 | 0.346 | 0.346 | 0.346
3 | 0.346 | 0.346 | 0.346 | 0.346 | 0.346 | 0.346 | 0.346 | 0.346 | 0.346 | 0.346 | 0.346 | 0.346 | 0.346 | 0.346 | 0.346 | 0.346 | 0.346 | 0.346 | 0.346 | 0.346 | 0.346 | 0.346 | 0.346 | 0.346 | 0.346 | 0.346 | 0.346 | 0.346 | 0.346 | 0.346 | 0.346 | 0.346 | 0.346 | 0.346 | 0.346 | 0.346
4 | 0.346 | 0.346 | 0.346 | 0.346 | 0.346 | 0.346 | 0.346 | 0.346 | 0.346 | 0.346 | 0.346 | 0.346 | 0.346 | 0.346 | 0.346 | 0.346 | 0.346 | 0.346 | 0.346 | 0.346 | 0.346 | 0.346 | 0.346 | 0.346 | 0.346 | 0.346 | 0.346 | 0.346 | 0.346 | 0.346 | 0.346 | 0.346 | 0.346 | 0.346 | 0.346 | 0.346
5 | 0.346 | 0.346 | 0.346 | 0.346 | 0.346 | 0.346 | 0.346 | 0.346 | 0.346 | 0.346 | 0.346 | 0.346 | 0.346 | 0.346 | 0.346 | 0.346 | 0.346 | 0.346 | 0.346 | 0.346 | 0.346 | 0.346 | 0.346 | 0.346 | 0.346 | 0.346 | 0.346 | 0.346 | 0.346 | 0.346 | 0.346 | 0.346 | 0.346 | 0.346 | 0.346 | 0.346
6 | 0.346 | 0.346 | 0.346 | 0.346 | 0.346 | 0.346 | 0.346 | 0.346 | 0.346 | 0.346 | 0.346 | 0.346 | 0.346 | 0.346 | 0.346 | 0.346 | 0.346 | 0.346 | 0.346 | 0.346 | 0.346 | 0.346 | 0.346 | 0.346 | 0.346 | 0.346 | 0.346 | 0.346 | 0.346 | 0.346 | 0.346 | 0.346 | 0.346 | 0.346 | 0.346 | 0.346
7 | 0.346 | 0.346 | 0.346 | 0.346 | 0.346 | 0.346 | 0.346 | 0.346 | 0.346 | 0.346 | 0.346 | 0.346 | 0.346 | 0.346 | 0.346 | 0.346 | 0.346 | 0.346 | 0.346 | 0.346 | 0.346 | 0.346 | 0.346 | 0.346 | 0.346 | 0.346 | 0.346 | 0.346 | 0.346 | 0.346 | 0.346 | 0.346 | 0.346 | 0.346 | 0.346 | 0.346
8 | 0.346 | 0.346 | 0.346 | 0.346 | 0.346 | 0.346 | 0.346 | 0.346 | 0.346 | 0.346 | 0.346 | 0.346 | 0.346 | 0.346 | 0.346 | 0.346 | 0.346 | 0.346 | 0.346 | 0.346 | 0.346 | 0.346 | 0.346 | 0.346 | 0.346 | 0.346 | 0.346 | 0.346 | 0.346 | 0.346 | 0.346 | 0.346 | 0.346 | 0.346 | 0.346 | 0.346
9 | 0.346 | 0.346 | 0.346 | 0.346 | 0.346 | 0.346 | 0.346 | 0.346 | 0.346 | 0.346 | 0.346 | 0.346 | 0.346 | 0.346 | 0.346 | 0.346 | 0.346 | 0.346 | 0.346 | 0.346 | 0.346 | 0.346 | 0.346 | 0.346 | 0.346 | 0.346 | 0.346 | 0.346 | 0.346 | 0.346 | 0.346 | 0.346 | 0.346 | 0.346 | 0.346 | 0.346
10 | 0.346 | 0.346 | 0.346 | 0.346 | 0.346 | 0.346 | 0.346 | 0.346 | 0.346 | 0.346 | 0.346 | 0.346 | 0.346 | 0.346 | 0.346 | 0.346 | 0.346 | 0.346 | 0.346 | 0.346 | 0.346 | 0.346 | 0.346 | 0.346 | 0.346 | 0.346 | 0.346 | 0.346 | 0.346 | 0.346 | 0.346 | 0.346 | 0.346 | 0.346 | 0.346 | 0.346
11 | 0.346 | 0.346 | 0.346 | 0.346 | 0.346 | 0.346 | 0.346 | 0.346 | 0.346 | 0.346 | 0.346 | 0.346 | 0.346 | 0.346 | 0.346 | 0.346 | 0.346 | 0.346 | 0.346 | 0.346 | 0.346 | 0.346 | 0.346 | 0.346 | 0.346 | 0.346 | 0.346 | 0.346 | 0.346 | 0.346 | 0.346 | 0.346 | 0.346 | 0.346 | 0.346 | 0.346
12 | 0.346 | 0.346 | 0.346 | 0.346 | 0.346 | 0.346 | 0.346 | 0.346 | 0.346 | 0.346 | 0.346 | 0.346 | 0.346 | 0.346 | 0.346 | 0.346 | 0.346 | 0.346 | 0.346 | 0.346 | 0.346 | 0.346 | 0.346 | 0.346 | 0.346 | 0.346 | 0.346 | 0.346 | 0.346 | 0.346 | 0.346 | 0.346 | 0.346 | 0.346 | 0.346 | 0.346
13 | 0.346 | 0.346 | 0.346 | 0.346 | 0.346 | 0.346 | 0.346 | 0.346 | 0.346 | 0.346 | 0.346 | 0.346 | 0.346 | 0.346 | 0.346 | 0.346 | 0.346 | 0.346 | 0.346 | 0.346 | 0.346 | 0.346 | 0.346 | 0.346 | 0.346 | 0.346 | 0.346 | 0.346 | 0.346 | 0.346 | 0.346 | 0.346 | 0.346 | 0.346 | 0.346 | 0.346
14 | 0.346 | 0.346 | 0.346 | 0.346 | 0.346 | 0.346 | 0.346 | 0.346 | 0.346 | 0.346 | 0.346 | 0.346 | 0.346 | 0.346 | 0.346 | 0.346 | 0.346 | 0.346 | 0.346 | 0.346 | 0.346 | 0.346 | 0.346 | 0.346 | 0.346 | 0.346 | 0.346 | 0.346 | 0.346 | 0.346 | 0.346 | 0.346 | 0.346 | 0.346 | 0.346 | 0.346
15 | 0.346 | 0.346 | 0.346 | 0.346 | 0.346 | 0.346 | 0.346 | 0.346 | 0.346 | 0.346 | 0.346 | 0.346 | 0.346 | 0.346 | 0.346 | 0.346 | 0.346 | 0.346 | 0.346 | 0.346 | 0.346 | 0.346 | 0.346 | 0.346 | 0.346 | 0.346 | 0.346 | 0.346 | 0.346 | 0.346 | 0.346 | 0.346 | 0.346 | 0.346 | 0.346 | 0.346
16 | 0.346 | 0.346 | 0.346 | 0.346 | 0.346 | 0.346 | 0.346 | 0.346 | 0.346 | 0.346 | 0.346 | 0.346 | 0.346 | 0.346 | 0.346 | 0.346 | 0.346 | 0.346 | 0.346 | 0.346 | 0.346 | 0.346 | 0.346 | 0.346 | 0.346 | 0.346 | 0.346 | 0.346 | 0.346 | 0.346 | 0.346 | 0.346 | 0.346 | 0.346 | 0.346 | 0.346
17 | 0.346 | 0.346 | 0.346 | 0.346 | 0.346 | 0.346 | 0.346 | 0.346 | 0.346 | 0.346 | 0.346 | 0.346 | 0.346 | 0.346 | 0.346 | 0.346 | 0.346 | 0.346 | 0.346 | 0.346 | 0.346 | 0.346 | 0.346 | 0.346 | 0.346 | 0.346 | 0.346 | 0.346 | 0.346 | 0.346 | 0.346 | 0.346 | 0.346 | 0.346 | 0.346 | 0.346
18 | 0.346 | 0.346 | 0.346 | 0.346 | 0.346 | 0.346 | 0.346 | 0.346 | 0.346 | 0.346 | 0.346 | 0.346 | 0.346 | 0.346 | 0.346 | 0.346 | 0.346 | 0.346 | 0.346 | 0.346 | 0.346 | 0.346 | 0.346 | 0.346 | 0.346 | 0.346 | 0.346 | 0.346 | 0.346 | 0.346 | 0.346 | 0.346 | 0.346 | 0.346 | 0.346 | 0.346
19 | 0.346 | 0.346 | 0.346 | 0.346 | 0.346 | 0.346 | 0.346 | 0.346 | 0.346 | 0.346 | 0.346 | 0.346 | 0.346 | 0.346 | 0.346 | 0.346 | 0.346 | 0.346 | 0.346 | 0.346 | 0.346 | 0.346 | 0.346 | 0.346 | 0.346 | 0.346 | 0.346 | 0.346 | 0.346 | 0.346 | 0.346 | 0.346 | 0.346 | 0.346 | 0.346 | 0.346
20 | 0.346 | 0.346 | 0.346 | 0.346 | 0.346 | 0.346 | 0.346 | 0.346 | 0.346 | 0.346 | 0.346 | 0.346 | 0.346 | 0.346 | 0.346 | 0.346 | 0.346 | 0.346 | 0.346 | 0.346 | 0.346 | 0.346 | 0.346 | 0.346 | 0.346 | 0.346 | 0.346 | 0.346 | 0.346 | 0.346 | 0.346 | 0.346 | 0.346 | 0.346 | 0.346 | 0.346
21 | 0.346 | 0.346 | 0.346 | 0.346 | 0.346 | 0.346 | 0.346 | 0.346 | 0.346 | 0.346 | 0.346 | 0.346 | 0.346 | 0.346 | 0.346 | 0.346 | 0.346 | 0.346 | 0.346 | 0.346 | 0.346 | 0.346 | 0.346 | 0.346 | 0.346 | 0.346 | 0.346 | 0.346 | 0.346 | 0.346 | 0.346 | 0.346 | 0.346 | 0.346 | 0.346 | 0.346
22 | 0.346 | 0.346 | 0.346 | 0.346 | 0.346 | 0.346 | 0.346 | 0.346 | 0.346 | 0.346 | 0.346 | 0.346 | 0.346 | 0.346 | 0.346 | 0.346 | 0.346 | 0.346 | 0.346 | 0.346 | 0.346 | 0.346 | 0.346 | 0.346 | 0.346 | 0.346 | 0.346 | 0.346 | 0.346 | 0.346 | 0.346 | 0.346 | 0.346 | 0.346 | 0.346 | 0.346
23 | 0.346 | 0.346 | 0.346 | 0.346 | 0.346 | 0.346 | 0.346 | 0.346 | 0.346 | 0.346 | 0.346 | 0.346 | 0.346 | 0.346 | 0.346 | 0.346 | 0.346 | 0.346 | 0.346 | 0.346 | 0.346 | 0.346 | 0.346 | 0.346 | 0.346 | 0.346 | 0.346 | 0.346 | 0.346 | 0.346 | 0.346 | 0.346 | 0.346 | 0.346 | 0.346 | 0.346
24 | 0.346 | 0.346 | 0.346 | 0.346 | 0.346 | 0.346 | 0.346 | 0.346 | 0.346 | 0.346 | 0.346 | 0.346 | 0.346 | 0.346 | 0.346 | 0.346 | 0.346 | 0.346 | 0.346 | 0.346 | 0.346 | 0.346 | 0.346 | 0.346 | 0.346 | 0.346 | 0.346 | 0.346 | 0.346 | 0.346 | 0.346 | 0.346 | 0.346 | 0.346 | 0.346 | 0.346
25 | 0.346 | 0.346 | 0.346 | 0.346 | 0.346 | 0.346 | 0.346 | 0.346 | 0.346 | 0.346 | 0.346 | 0.346 | 0.346 | 0.346 | 0.346 | 0.346 | 0.346 | 0.346 | 0.346 | 0.346 | 0.346 | 0.346 | 0.346 | 0.346 | 0.346 | 0.346 | 0.346 | 0.346 | 0.346 | 0.346 | 0.346 | 0.346 | 0.346 | 0.346 | 0.346 | 0.346
26 | 0.346 | 0.346 | 0.346 | 0.346 | 0.346 | 0.346 | 0.346 | 0.346 | 0.346 | 0.346 | 0.346 | 0.346 | 0.346 | 0.346 | 0.346 | 0.346 | 0.346 | 0.346 | 0.346 | 0.346 | 0.346 | 0.346 | 0.346 | 0.346 | 0.346 | 0.346 | 0.346 | 0.346 | 0.346 | 0.346 | 0.346 | 0.346 | 0.346 | 0.346 | 0.346 | 0.346
27 | 0.346 | 0.346 | 0.346 | 0.346 | 0.346 | 0.346 | 0.346 | 0.346 | 0.346 | 0.346 | 0.346 | 0.346 | 0.346 | 0.346 | 0.346 | 0.346 | 0.346 | 0.346 | 0.346 | 0.346 | 0.346 | 0.346 | 0.346 | 0.346 | 0.346 | 0.346 | 0.346 | 0.346 | 0.346 | 0.346 | 0.346 | 0.346 | 0.346 | 0.346 | 0.346 | 0.346
28 | 0.346 | 0.346 | 0.346 | 0.346 | 0.346 | 0.346 | 0.346 | 0.346 | 0.346 | 0.346 | 0.346 | 0.346 | 0.346 | 0.346 | 0.346 | 0.346 | 0.346 | 0.346 | 0.346 | 0.346 | 0.346 | 0.346 | 0.346 | 0.346 | 0.346 | 0.346 | 0.346 | 0.346 | 0.346 | 0.346 | 0.346 | 0.346 | 0.346 | 0.346 | 0.346 | 0.346
29 | 0.346 | 0.346 | 0.346 | 0.346 | 0.346 | 0.346 | 0.346 | 0.346 | 0.346 | 0.346 | 0.346 | 0.346 | 0.346 | 0.346 | 0.346 | 0.346 | 0.346 | 0.346 | 0.346 | 0.346 | 0.346 | 0.346 | 0.346 | 0.346 | 0.346 | 0.346 | 0.346 | 0.346 | 0.346 | 0.346 | 0.346 | 0.346 | 0.346 | 0.346 | 0.346 | 0.346
30 | 0.346 | 0.346 | 0.346 | 0.346 | 0.346 | 0.346 | 0.346 | 0.346 | 0.346 | 0.346 | 0.346 | 0.346 | 0.346 | 0.346 | 0.346 | 0.346 | 0.346 | 0.346 | 0.346 | 0.346 | 0.346 | 0.346 | 0.346 | 0.346 | 0.346 | 0.346 | 0.346 | 0.346 | 0.346 | 0.346 | 0.346 | 0.346 | 0.346 | 0.346 | 0.346 | 0.346
31 | 0.346 | 0.346 | 0.346 | 0.346 | 0.346 | 0.346 | 0.346 | 0.346 | 0.346 | 0.346 | 0.346 | 0.346 | 0.346 | 0.346 | 0.346 | 0.346 | 0.346 | 0.346 | 0.346 | 0.346 | 0.346 | 0.346 | 0.346 | 0.346 | 0.346 | 0.346 | 0.346 | 0.346 | 0.346 | 0.346 | 0.346 | 0.346 | 0.346 | 0.346 | 0.346 | 0.346
32 | 0.346 | 0.346 | 0.346 | 0.346 | 0.346 | 0.346 | 0.346 | 0.346 | 0.346 | 0.346 | 0.346 | 0.346 | 0.346 | 0.346 | 0.346 | 0.346 | 0.346 | 0.346 | 0.346 | 0.346 | 0.346 | 0.346 | 0.346 | 0.346 | 0.346 | 0.346 | 0.346 | 0.346 | 0.346 | 0.346 | 0.346 | 0.346 | 0.346 | 0.346 | 0.346 | 0.346
33 | 0.346 | 0.346 | 0.346 | 0.346 | 0.346 | 0.346 | 0.346 | 0.346 | 0.346 | 0.346 | 0.346 | 0.346 | 0.346 | 0.346 | 0.346 | 0.346 | 0.346 | 0.346 | 0.346 | 0.346 | 0.346 | 0.346 | 0.346 | 0.346 | 0.346 | 0.346 | 0.346 | 0.346 | 0.346 | 0.346 | 0.346 | 0.346 | 0.346 | 0.346 | 0.346 | 0.346
34 | 0.346 | 0.346 | 0.346 | 0.346 | 0.346 | 0.346 | 0.346 | 0.346 | 0.346 | 0.346 | 0.346 | 0.346 | 0.346 | 0.346 | 0.346 | 0.346 | 0.346 | 0.346 | 0.346 | 0.346 | 0.346 | 0.346 | 0.346 | 0.346 | 0.346 | 0.346 | 0.346 | 0.346 | 0.346 | 0.346 | 0.346 | 0.346 | 0.346 | 0.346 | 0.346 | 0.346
35 | 0.346 | 0.346 | 0.346 | 0.346 | 0.346 | 0.346 | 0.346 | 0.346 | 0.346 | 0.346 | 0.346 | 0.346 | 0.346 | 0.346 | 0.346 | 0.346 | 0.346 | 0.346 | 0.346 | 0.346 | 0.346 | 0.346 | 0.346 | 0.346 | 0.346 | 0.346 | 0.346 | 0.346 | 0.346 | 0.346 | 0.346 | 0.346 | 0.346 | 0.346 | 0.346 | 0.346
36 | 0.346 | 0.346 | 0.346 | 0.346 | 0.346 | 0.346 | 0.346 | 0.346 | 0.346 | 0.346 | 0.346 | 0.346 | 0.346 | 0.346 | 0.346 | 0.346 | 0.346 | 0.346 | 0.346 | 0.346 | 0.346 | 0.346 | 0.346 | 0.346 | 0.346 | 0.346 | 0.346 | 0.346 | 0.346 | 0.346 | 0.346 | 0.346 | 0.346 | 0.346 | 0.346 | 0.346
37 | 0.346 | 0.346 | 0.346 | 0.346 | 0.346 | 0.346 | 0.346 | 0.346 | 0.346 | 0.346 | 0.346 | 0.346 | 0.346 | 0.346 | 0.346 | 0.346 | 0.346 | 0.346 | 0.346 | 0.346 | 0.346 | 0.346 | 0.346 | 0.346 | 0.346 | 0.346 | 0.346 | 0.346 | 0.346 | 0.346 | 0.346 | 0.346 | 0.346 | 0.346 | 0.346 | 0.346
38 | 0.346 | 0.346 | 0.346 | 0.346 | 0.346 | 0.346 | 0.346 | 0.346 | 0.346 | 0.346 | 0.346 | 0.346 | 0.346 | 0.346 | 0.346 | 0.346 | 0.346 | 0.346 | 0.346 | 0.346 | 0.346 | 0.346 | 0.346 | 0.346 | 0.346 | 0.346 | 0.346 | 0.346 | 0.346 | 0.346 | 0.346 | 0.346 | 0.346 | 0.346 | 0.346 | 0.346
39 | 0.346 | 0.346 | 0.346 | 0.346 | 0.346 | 0.346 | 0.346 | 0.346 | 0.346 | 0.346 | 0.346 | 0.346 | 0.346 | 0.346 | 0.346 | 0.346 | 0.346 | 0.346 | 0.346 | 0.346 | 0.346 | 0.346 | 0.346 | 0.346 | 0.346 | 0.346 | 0.346 | 0.346 | 0.346 | 0.346 | 0.346 | 0.346 | 0.346 | 0.346 | 0.346 | 0.346
40 | 0.346 | 0.346 | 0.346 | 0.346 | 0.346 | 0.346 | 0.346 | 0.346 | 0.346 | 0.346 | 0.346 | 0.346 | 0.346 | 0.346 | 0.346 | 0.346 | 0.346 | 0.346 | 0.346 | 0.346 | 0.346 | 0.346 | 0.346 | 0.346 | 0.346 | 0.346 | 0.346 | 0.346 | 0.346 | 0.346 | 0.346 | 0.346 | 0.346 | 0.346 | 0.346 | 0.346
41 | 0.346 | 0.346 | 0.346 | 0.346 | 0.346 | 0.346 | 0.346 | 0.346 | 0.346 | 0.346 | 0.346 | 0.346 | 0.346 | 0.346 | 0.346 | 0.346 | 0.346 | 0.346 | 0.346 | 0.346 | 0.346 | 0.346 | 0.346 | 0.346 | 0.346 | 0.346 | 0.346 | 0.346 | 0.346 | 0.346 | 0.346 | 0.346 | 0.346 | 0.346 | 0.346 | 0.346
42 | 0.346 | 0.346 | 0.346 | 0.346 | 0.346 | 0.346 | 0.346 | 0.346 | 0.346 | 0.346 | 0.346 | 0.346 | 0.346 | 0.346 | 0.346 | 0.346 | 0.346 | 0.346 | 0.346 | 0.346 | 0.346 | 0.346 | 0.346 | 0.346 | 0.346 | 0.346 | 0.346 | 0.346 | 0.346 | 0.346 | 0.346 | 0.346 | 0.346 | 0.346 | 0.346 | 0.346
43 | 0.346 | 0.346 | 0.346 | 0.346 | 0.346 | 0.346 | 0.346 | 0.346 | 0.346 | 0.346 | 0.346 | 0.346 | 0.346 | 0.346 | 0.346 | 0.346 | 0.346 | 0.346 | 0.346 | 0.346 | 0.346 | 0.346 | 0.346 | 0.346 | 0.346 | 0.346 | 0.346 | 0.346 | 0.346 | 0.346 | 0.346 | 0.346 | 0.346 | 0.346 | 0.346 | 0.346
44 | 0.346 | 0.346 | 0.346 | 0.346 | 0.346 | 0.346 | 0.346 | 0.346 | 0.346 | 0.346 | 0.346 | 0.346 | 0.346 | 0.346 | 0.346 | 0.346 | 0.346 | 0.346 | 0.346 | 0.346 | 0.346 | 0.346 | 0.346 | 0.346 | 0.346 | 0.346 | 0.346 | 0.346 | 0.346 | 0.346 | 0.346 | 0.346 | 0.346 | 0.346 | 0.346 | 0.346
45 | 0.346 | 0.346 | 0.346 | 0.346 | 0.346 | 0.346 | 0.346 | 0.346 | 0.346 | 0.346 | 0.346 | 0.346 | 0.346 | 0.346 | 0.346 | 0.346 | 0.346 | 0.346 | 0.346 | 0.346 | 0.346 | 0.346 | 0.346 | 0.346 | 0.346 | 0.346 | 0.346 | 0.346 | 0.346 | 0.346 | 0.346 | 0.346 | 0.346 | 0.346 | 0.346 | 0.346
46 | 0.346 | 0.346 | 0.346 | 0.346 | 0.346 | 0.346 | 0.346 | 0.346 | 0.346 | 0.346 | 0.346 | 0.346 | 0.346 | 0.346 | 0.346 | 0.346 | 0.346 | 0.346 | 0.346 | 0.346 | 0.346 | 0.346 | 0.346 | 0.346 | 0.346 | 0.346 | 0.346 | 0.346 | 0.346 | 0.346 | 0.346 | 0.346 | 0.346 | 0.346 | 0.346 | 0.346
47 | 0.346 | 0.346 | 0.346 | 0.346 | 0.346 | 0.346 | 0.346 | 0.346 | 0.346 | 0.346 | 0.346 | 0.346 | 0.346 | 0.346 | 0.346 | 0.346 | 0.346 | 0.346 | 0.346 | 0.346 | 0.346 | 0.346 | 0.346 | 0.346 | 0.346 | 0.346 | 0.346 | 0.346 | 0.346 | 0.346 | 0.346 | 0.346 | 0.346 | 0.346 | 0.346 | 0.346
48 | 0.346 | 0.346 | 0.346 | 0.346 | 0.346 | 0.346 | 0.346 | 0.346 | 0.346 | 0.346 | 0.346 | 0.346 | 0.346 | 0.346 | 0.346 | 0.346 | 0.346 | 0.346 | 0.346 | 0.346 | 0.346 | 0.346 | 0.346 | 0.346 | 0.346 | 0.346 | 0.346 | 0.346 | 0.346 | 0.346 | 0.346 | 0.346 | 0.346 | 0.346 | 0.346 | 0.346
49 | 0.346 | 0.346 | 0.346 | 0.346 | 0.346 | 0.346 | 0.346 | 0.346 | 0.346 | 0.346 | 0.346 | 0.346 | 0.346 | 0.346 | 0.346 | 0.346 | 0.346 | 0.346 | 0.346 | 0.346 | 0.346 | 0.346 | 0.346 | 0.346 | 0.346 | 0.346 | 0.346 | 0.346 | 0.346 | 0.346 | 0.346 | 0.346 | 0.346 | 0.346 | 0.346 | 0.346
50 | 0.346 | 0.346 | 0.346 | 0.346 | 0.346 | 0.346 | 0.346 | 0.346 | 0.346 | 0.346 | 0.346 | 0.346 | 0.346 | 0.346 | 0.346 | 0.346 | 0.346 | 0.346 | 0.346 | 0.346 | 0.346 | 0.346 | 0.346 | 0.346 | 0.346 | 0.346 | 0.346 | 0.346 | 0.346 | 0.346 | 0.346 | 0.346 | 0.346 | 0.346 | 0.346 | 0.346
51 | 0.346 | 0.346 | 0.346 | 0.346 | 0.346 | 0.346 | 0.346 | 0.346 | 0.346 | 0.346 | 0.346 | 0.346 | 0.346 | 0.346 | 0.346 | 0.346 | 0.346 | 0.346 | 0.346 | 0.346 | 0.346 | 0.346 | 0.346 | 0.346 | 0.346 | 0.346 | 0.346 | 0.346 | 0.346 | 0.346 | 0.346 | 0.346 | 0.346 | 0.346 | 0.346 | 0.346
52 | 0.346 | 0.346 | 0.346 | 0.346 | 0.346 | 0.346 | 0.346 | 0.346 | 0.346 | 0.346 | 0.346 | 0.346 | 0.346 | 0.346 | 0.346 | 0.346 | 0.346 | 0.346 | 0.346 | 0.346 | 0.346 | 0.346 | 0.346 | 0.346 | 0.346 | 0.346 | 0.346 | 0.346 | 0.346 | 0.346 | 0.346 | 0.346 | 0.346 | 0.346 | 0.346 | 0.346
| MEPHYDMHO0 |  |  | 0.279
| 2020 | 2021 | 2022 | 2023 | 2024 | 2025 | 2026 | 2027 | 2028 | 2029 | 2030 | 2031 | 2032 | 2033 | 2034 | 2035 | 2036 | 2037 | 2038 | 2039 | 2040 | 2041 | 2042 | 2043 | 2044 | 2045 | 2046 | 2047 | 2048 | 2049 | 2050 | 2051 | 2052 | 2053 | 2054 | 2055:=
1 | 0.279 | 0.279 | 0.279 | 0.279 | 0.279 | 0.279 | 0.279 | 0.279 | 0.279 | 0.279 | 0.279 | 0.279 | 0.279 | 0.279 | 0.279 | 0.279 | 0.279 | 0.279 | 0.279 | 0.279 | 0.279 | 0.279 | 0.279 | 0.279 | 0.279 | 0.279 | 0.279 | 0.279 | 0.279 | 0.279 | 0.279 | 0.279 | 0.279 | 0.279 | 0.279 | 0.279
2 | 0.279 | 0.279 | 0.279 | 0.279 | 0.279 | 0.279 | 0.279 | 0.279 | 0.279 | 0.279 | 0.279 | 0.279 | 0.279 | 0.279 | 0.279 | 0.279 | 0.279 | 0.279 | 0.279 | 0.279 | 0.279 | 0.279 | 0.279 | 0.279 | 0.279 | 0.279 | 0.279 | 0.279 | 0.279 | 0.279 | 0.279 | 0.279 | 0.279 | 0.279 | 0.279 | 0.279
3 | 0.279 | 0.279 | 0.279 | 0.279 | 0.279 | 0.279 | 0.279 | 0.279 | 0.279 | 0.279 | 0.279 | 0.279 | 0.279 | 0.279 | 0.279 | 0.279 | 0.279 | 0.279 | 0.279 | 0.279 | 0.279 | 0.279 | 0.279 | 0.279 | 0.279 | 0.279 | 0.279 | 0.279 | 0.279 | 0.279 | 0.279 | 0.279 | 0.279 | 0.279 | 0.279 | 0.279
4 | 0.279 | 0.279 | 0.279 | 0.279 | 0.279 | 0.279 | 0.279 | 0.279 | 0.279 | 0.279 | 0.279 | 0.279 | 0.279 | 0.279 | 0.279 | 0.279 | 0.279 | 0.279 | 0.279 | 0.279 | 0.279 | 0.279 | 0.279 | 0.279 | 0.279 | 0.279 | 0.279 | 0.279 | 0.279 | 0.279 | 0.279 | 0.279 | 0.279 | 0.279 | 0.279 | 0.279
5 | 0.279 | 0.279 | 0.279 | 0.279 | 0.279 | 0.279 | 0.279 | 0.279 | 0.279 | 0.279 | 0.279 | 0.279 | 0.279 | 0.279 | 0.279 | 0.279 | 0.279 | 0.279 | 0.279 | 0.279 | 0.279 | 0.279 | 0.279 | 0.279 | 0.279 | 0.279 | 0.279 | 0.279 | 0.279 | 0.279 | 0.279 | 0.279 | 0.279 | 0.279 | 0.279 | 0.279
6 | 0.279 | 0.279 | 0.279 | 0.279 | 0.279 | 0.279 | 0.279 | 0.279 | 0.279 | 0.279 | 0.279 | 0.279 | 0.279 | 0.279 | 0.279 | 0.279 | 0.279 | 0.279 | 0.279 | 0.279 | 0.279 | 0.279 | 0.279 | 0.279 | 0.279 | 0.279 | 0.279 | 0.279 | 0.279 | 0.279 | 0.279 | 0.279 | 0.279 | 0.279 | 0.279 | 0.279
7 | 0.279 | 0.279 | 0.279 | 0.279 | 0.279 | 0.279 | 0.279 | 0.279 | 0.279 | 0.279 | 0.279 | 0.279 | 0.279 | 0.279 | 0.279 | 0.279 | 0.279 | 0.279 | 0.279 | 0.279 | 0.279 | 0.279 | 0.279 | 0.279 | 0.279 | 0.279 | 0.279 | 0.279 | 0.279 | 0.279 | 0.279 | 0.279 | 0.279 | 0.279 | 0.279 | 0.279
8 | 0.279 | 0.279 | 0.279 | 0.279 | 0.279 | 0.279 | 0.279 | 0.279 | 0.279 | 0.279 | 0.279 | 0.279 | 0.279 | 0.279 | 0.279 | 0.279 | 0.279 | 0.279 | 0.279 | 0.279 | 0.279 | 0.279 | 0.279 | 0.279 | 0.279 | 0.279 | 0.279 | 0.279 | 0.279 | 0.279 | 0.279 | 0.279 | 0.279 | 0.279 | 0.279 | 0.279
9 | 0.279 | 0.279 | 0.279 | 0.279 | 0.279 | 0.279 | 0.279 | 0.279 | 0.279 | 0.279 | 0.279 | 0.279 | 0.279 | 0.279 | 0.279 | 0.279 | 0.279 | 0.279 | 0.279 | 0.279 | 0.279 | 0.279 | 0.279 | 0.279 | 0.279 | 0.279 | 0.279 | 0.279 | 0.279 | 0.279 | 0.279 | 0.279 | 0.279 | 0.279 | 0.279 | 0.279
10 | 0.279 | 0.279 | 0.279 | 0.279 | 0.279 | 0.279 | 0.279 | 0.279 | 0.279 | 0.279 | 0.279 | 0.279 | 0.279 | 0.279 | 0.279 | 0.279 | 0.279 | 0.279 | 0.279 | 0.279 | 0.279 | 0.279 | 0.279 | 0.279 | 0.279 | 0.279 | 0.279 | 0.279 | 0.279 | 0.279 | 0.279 | 0.279 | 0.279 | 0.279 | 0.279 | 0.279
11 | 0.279 | 0.279 | 0.279 | 0.279 | 0.279 | 0.279 | 0.279 | 0.279 | 0.279 | 0.279 | 0.279 | 0.279 | 0.279 | 0.279 | 0.279 | 0.279 | 0.279 | 0.279 | 0.279 | 0.279 | 0.279 | 0.279 | 0.279 | 0.279 | 0.279 | 0.279 | 0.279 | 0.279 | 0.279 | 0.279 | 0.279 | 0.279 | 0.279 | 0.279 | 0.279 | 0.279
12 | 0.279 | 0.279 | 0.279 | 0.279 | 0.279 | 0.279 | 0.279 | 0.279 | 0.279 | 0.279 | 0.279 | 0.279 | 0.279 | 0.279 | 0.279 | 0.279 | 0.279 | 0.279 | 0.279 | 0.279 | 0.279 | 0.279 | 0.279 | 0.279 | 0.279 | 0.279 | 0.279 | 0.279 | 0.279 | 0.279 | 0.279 | 0.279 | 0.279 | 0.279 | 0.279 | 0.279
13 | 0.279 | 0.279 | 0.279 | 0.279 | 0.279 | 0.279 | 0.279 | 0.279 | 0.279 | 0.279 | 0.279 | 0.279 | 0.279 | 0.279 | 0.279 | 0.279 | 0.279 | 0.279 | 0.279 | 0.279 | 0.279 | 0.279 | 0.279 | 0.279 | 0.279 | 0.279 | 0.279 | 0.279 | 0.279 | 0.279 | 0.279 | 0.279 | 0.279 | 0.279 | 0.279 | 0.279
14 | 0.279 | 0.279 | 0.279 | 0.279 | 0.279 | 0.279 | 0.279 | 0.279 | 0.279 | 0.279 | 0.279 | 0.279 | 0.279 | 0.279 | 0.279 | 0.279 | 0.279 | 0.279 | 0.279 | 0.279 | 0.279 | 0.279 | 0.279 | 0.279 | 0.279 | 0.279 | 0.279 | 0.279 | 0.279 | 0.279 | 0.279 | 0.279 | 0.279 | 0.279 | 0.279 | 0.279
15 | 0.279 | 0.279 | 0.279 | 0.279 | 0.279 | 0.279 | 0.279 | 0.279 | 0.279 | 0.279 | 0.279 | 0.279 | 0.279 | 0.279 | 0.279 | 0.279 | 0.279 | 0.279 | 0.279 | 0.279 | 0.279 | 0.279 | 0.279 | 0.279 | 0.279 | 0.279 | 0.279 | 0.279 | 0.279 | 0.279 | 0.279 | 0.279 | 0.279 | 0.279 | 0.279 | 0.279
16 | 0.279 | 0.279 | 0.279 | 0.279 | 0.279 | 0.279 | 0.279 | 0.279 | 0.279 | 0.279 | 0.279 | 0.279 | 0.279 | 0.279 | 0.279 | 0.279 | 0.279 | 0.279 | 0.279 | 0.279 | 0.279 | 0.279 | 0.279 | 0.279 | 0.279 | 0.279 | 0.279 | 0.279 | 0.279 | 0.279 | 0.279 | 0.279 | 0.279 | 0.279 | 0.279 | 0.279
17 | 0.279 | 0.279 | 0.279 | 0.279 | 0.279 | 0.279 | 0.279 | 0.279 | 0.279 | 0.279 | 0.279 | 0.279 | 0.279 | 0.279 | 0.279 | 0.279 | 0.279 | 0.279 | 0.279 | 0.279 | 0.279 | 0.279 | 0.279 | 0.279 | 0.279 | 0.279 | 0.279 | 0.279 | 0.279 | 0.279 | 0.279 | 0.279 | 0.279 | 0.279 | 0.279 | 0.279
18 | 0.279 | 0.279 | 0.279 | 0.279 | 0.279 | 0.279 | 0.279 | 0.279 | 0.279 | 0.279 | 0.279 | 0.279 | 0.279 | 0.279 | 0.279 | 0.279 | 0.279 | 0.279 | 0.279 | 0.279 | 0.279 | 0.279 | 0.279 | 0.279 | 0.279 | 0.279 | 0.279 | 0.279 | 0.279 | 0.279 | 0.279 | 0.279 | 0.279 | 0.279 | 0.279 | 0.279
19 | 0.279 | 0.279 | 0.279 | 0.279 | 0.279 | 0.279 | 0.279 | 0.279 | 0.279 | 0.279 | 0.279 | 0.279 | 0.279 | 0.279 | 0.279 | 0.279 | 0.279 | 0.279 | 0.279 | 0.279 | 0.279 | 0.279 | 0.279 | 0.279 | 0.279 | 0.279 | 0.279 | 0.279 | 0.279 | 0.279 | 0.279 | 0.279 | 0.279 | 0.279 | 0.279 | 0.279
20 | 0.279 | 0.279 | 0.279 | 0.279 | 0.279 | 0.279 | 0.279 | 0.279 | 0.279 | 0.279 | 0.279 | 0.279 | 0.279 | 0.279 | 0.279 | 0.279 | 0.279 | 0.279 | 0.279 | 0.279 | 0.279 | 0.279 | 0.279 | 0.279 | 0.279 | 0.279 | 0.279 | 0.279 | 0.279 | 0.279 | 0.279 | 0.279 | 0.279 | 0.279 | 0.279 | 0.279
21 | 0.279 | 0.279 | 0.279 | 0.279 | 0.279 | 0.279 | 0.279 | 0.279 | 0.279 | 0.279 | 0.279 | 0.279 | 0.279 | 0.279 | 0.279 | 0.279 | 0.279 | 0.279 | 0.279 | 0.279 | 0.279 | 0.279 | 0.279 | 0.279 | 0.279 | 0.279 | 0.279 | 0.279 | 0.279 | 0.279 | 0.279 | 0.279 | 0.279 | 0.279 | 0.279 | 0.279
22 | 0.279 | 0.279 | 0.279 | 0.279 | 0.279 | 0.279 | 0.279 | 0.279 | 0.279 | 0.279 | 0.279 | 0.279 | 0.279 | 0.279 | 0.279 | 0.279 | 0.279 | 0.279 | 0.279 | 0.279 | 0.279 | 0.279 | 0.279 | 0.279 | 0.279 | 0.279 | 0.279 | 0.279 | 0.279 | 0.279 | 0.279 | 0.279 | 0.279 | 0.279 | 0.279 | 0.279
23 | 0.279 | 0.279 | 0.279 | 0.279 | 0.279 | 0.279 | 0.279 | 0.279 | 0.279 | 0.279 | 0.279 | 0.279 | 0.279 | 0.279 | 0.279 | 0.279 | 0.279 | 0.279 | 0.279 | 0.279 | 0.279 | 0.279 | 0.279 | 0.279 | 0.279 | 0.279 | 0.279 | 0.279 | 0.279 | 0.279 | 0.279 | 0.279 | 0.279 | 0.279 | 0.279 | 0.279
24 | 0.279 | 0.279 | 0.279 | 0.279 | 0.279 | 0.279 | 0.279 | 0.279 | 0.279 | 0.279 | 0.279 | 0.279 | 0.279 | 0.279 | 0.279 | 0.279 | 0.279 | 0.279 | 0.279 | 0.279 | 0.279 | 0.279 | 0.279 | 0.279 | 0.279 | 0.279 | 0.279 | 0.279 | 0.279 | 0.279 | 0.279 | 0.279 | 0.279 | 0.279 | 0.279 | 0.279
25 | 0.279 | 0.279 | 0.279 | 0.279 | 0.279 | 0.279 | 0.279 | 0.279 | 0.279 | 0.279 | 0.279 | 0.279 | 0.279 | 0.279 | 0.279 | 0.279 | 0.279 | 0.279 | 0.279 | 0.279 | 0.279 | 0.279 | 0.279 | 0.279 | 0.279 | 0.279 | 0.279 | 0.279 | 0.279 | 0.279 | 0.279 | 0.279 | 0.279 | 0.279 | 0.279 | 0.279
26 | 0.279 | 0.279 | 0.279 | 0.279 | 0.279 | 0.279 | 0.279 | 0.279 | 0.279 | 0.279 | 0.279 | 0.279 | 0.279 | 0.279 | 0.279 | 0.279 | 0.279 | 0.279 | 0.279 | 0.279 | 0.279 | 0.279 | 0.279 | 0.279 | 0.279 | 0.279 | 0.279 | 0.279 | 0.279 | 0.279 | 0.279 | 0.279 | 0.279 | 0.279 | 0.279 | 0.279
27 | 0.279 | 0.279 | 0.279 | 0.279 | 0.279 | 0.279 | 0.279 | 0.279 | 0.279 | 0.279 | 0.279 | 0.279 | 0.279 | 0.279 | 0.279 | 0.279 | 0.279 | 0.279 | 0.279 | 0.279 | 0.279 | 0.279 | 0.279 | 0.279 | 0.279 | 0.279 | 0.279 | 0.279 | 0.279 | 0.279 | 0.279 | 0.279 | 0.279 | 0.279 | 0.279 | 0.279
28 | 0.279 | 0.279 | 0.279 | 0.279 | 0.279 | 0.279 | 0.279 | 0.279 | 0.279 | 0.279 | 0.279 | 0.279 | 0.279 | 0.279 | 0.279 | 0.279 | 0.279 | 0.279 | 0.279 | 0.279 | 0.279 | 0.279 | 0.279 | 0.279 | 0.279 | 0.279 | 0.279 | 0.279 | 0.279 | 0.279 | 0.279 | 0.279 | 0.279 | 0.279 | 0.279 | 0.279
29 | 0.279 | 0.279 | 0.279 | 0.279 | 0.279 | 0.279 | 0.279 | 0.279 | 0.279 | 0.279 | 0.279 | 0.279 | 0.279 | 0.279 | 0.279 | 0.279 | 0.279 | 0.279 | 0.279 | 0.279 | 0.279 | 0.279 | 0.279 | 0.279 | 0.279 | 0.279 | 0.279 | 0.279 | 0.279 | 0.279 | 0.279 | 0.279 | 0.279 | 0.279 | 0.279 | 0.279
30 | 0.279 | 0.279 | 0.279 | 0.279 | 0.279 | 0.279 | 0.279 | 0.279 | 0.279 | 0.279 | 0.279 | 0.279 | 0.279 | 0.279 | 0.279 | 0.279 | 0.279 | 0.279 | 0.279 | 0.279 | 0.279 | 0.279 | 0.279 | 0.279 | 0.279 | 0.279 | 0.279 | 0.279 | 0.279 | 0.279 | 0.279 | 0.279 | 0.279 | 0.279 | 0.279 | 0.279
31 | 0.279 | 0.279 | 0.279 | 0.279 | 0.279 | 0.279 | 0.279 | 0.279 | 0.279 | 0.279 | 0.279 | 0.279 | 0.279 | 0.279 | 0.279 | 0.279 | 0.279 | 0.279 | 0.279 | 0.279 | 0.279 | 0.279 | 0.279 | 0.279 | 0.279 | 0.279 | 0.279 | 0.279 | 0.279 | 0.279 | 0.279 | 0.279 | 0.279 | 0.279 | 0.279 | 0.279
32 | 0.279 | 0.279 | 0.279 | 0.279 | 0.279 | 0.279 | 0.279 | 0.279 | 0.279 | 0.279 | 0.279 | 0.279 | 0.279 | 0.279 | 0.279 | 0.279 | 0.279 | 0.279 | 0.279 | 0.279 | 0.279 | 0.279 | 0.279 | 0.279 | 0.279 | 0.279 | 0.279 | 0.279 | 0.279 | 0.279 | 0.279 | 0.279 | 0.279 | 0.279 | 0.279 | 0.279
33 | 0.279 | 0.279 | 0.279 | 0.279 | 0.279 | 0.279 | 0.279 | 0.279 | 0.279 | 0.279 | 0.279 | 0.279 | 0.279 | 0.279 | 0.279 | 0.279 | 0.279 | 0.279 | 0.279 | 0.279 | 0.279 | 0.279 | 0.279 | 0.279 | 0.279 | 0.279 | 0.279 | 0.279 | 0.279 | 0.279 | 0.279 | 0.279 | 0.279 | 0.279 | 0.279 | 0.279
34 | 0.279 | 0.279 | 0.279 | 0.279 | 0.279 | 0.279 | 0.279 | 0.279 | 0.279 | 0.279 | 0.279 | 0.279 | 0.279 | 0.279 | 0.279 | 0.279 | 0.279 | 0.279 | 0.279 | 0.279 | 0.279 | 0.279 | 0.279 | 0.279 | 0.279 | 0.279 | 0.279 | 0.279 | 0.279 | 0.279 | 0.279 | 0.279 | 0.279 | 0.279 | 0.279 | 0.279
35 | 0.279 | 0.279 | 0.279 | 0.279 | 0.279 | 0.279 | 0.279 | 0.279 | 0.279 | 0.279 | 0.279 | 0.279 | 0.279 | 0.279 | 0.279 | 0.279 | 0.279 | 0.279 | 0.279 | 0.279 | 0.279 | 0.279 | 0.279 | 0.279 | 0.279 | 0.279 | 0.279 | 0.279 | 0.279 | 0.279 | 0.279 | 0.279 | 0.279 | 0.279 | 0.279 | 0.279
36 | 0.279 | 0.279 | 0.279 | 0.279 | 0.279 | 0.279 | 0.279 | 0.279 | 0.279 | 0.279 | 0.279 | 0.279 | 0.279 | 0.279 | 0.279 | 0.279 | 0.279 | 0.279 | 0.279 | 0.279 | 0.279 | 0.279 | 0.279 | 0.279 | 0.279 | 0.279 | 0.279 | 0.279 | 0.279 | 0.279 | 0.279 | 0.279 | 0.279 | 0.279 | 0.279 | 0.279
37 | 0.279 | 0.279 | 0.279 | 0.279 | 0.279 | 0.279 | 0.279 | 0.279 | 0.279 | 0.279 | 0.279 | 0.279 | 0.279 | 0.279 | 0.279 | 0.279 | 0.279 | 0.279 | 0.279 | 0.279 | 0.279 | 0.279 | 0.279 | 0.279 | 0.279 | 0.279 | 0.279 | 0.279 | 0.279 | 0.279 | 0.279 | 0.279 | 0.279 | 0.279 | 0.279 | 0.279
38 | 0.279 | 0.279 | 0.279 | 0.279 | 0.279 | 0.279 | 0.279 | 0.279 | 0.279 | 0.279 | 0.279 | 0.279 | 0.279 | 0.279 | 0.279 | 0.279 | 0.279 | 0.279 | 0.279 | 0.279 | 0.279 | 0.279 | 0.279 | 0.279 | 0.279 | 0.279 | 0.279 | 0.279 | 0.279 | 0.279 | 0.279 | 0.279 | 0.279 | 0.279 | 0.279 | 0.279
39 | 0.279 | 0.279 | 0.279 | 0.279 | 0.279 | 0.279 | 0.279 | 0.279 | 0.279 | 0.279 | 0.279 | 0.279 | 0.279 | 0.279 | 0.279 | 0.279 | 0.279 | 0.279 | 0.279 | 0.279 | 0.279 | 0.279 | 0.279 | 0.279 | 0.279 | 0.279 | 0.279 | 0.279 | 0.279 | 0.279 | 0.279 | 0.279 | 0.279 | 0.279 | 0.279 | 0.279
40 | 0.279 | 0.279 | 0.279 | 0.279 | 0.279 | 0.279 | 0.279 | 0.279 | 0.279 | 0.279 | 0.279 | 0.279 | 0.279 | 0.279 | 0.279 | 0.279 | 0.279 | 0.279 | 0.279 | 0.279 | 0.279 | 0.279 | 0.279 | 0.279 | 0.279 | 0.279 | 0.279 | 0.279 | 0.279 | 0.279 | 0.279 | 0.279 | 0.279 | 0.279 | 0.279 | 0.279
41 | 0.279 | 0.279 | 0.279 | 0.279 | 0.279 | 0.279 | 0.279 | 0.279 | 0.279 | 0.279 | 0.279 | 0.279 | 0.279 | 0.279 | 0.279 | 0.279 | 0.279 | 0.279 | 0.279 | 0.279 | 0.279 | 0.279 | 0.279 | 0.279 | 0.279 | 0.279 | 0.279 | 0.279 | 0.279 | 0.279 | 0.279 | 0.279 | 0.279 | 0.279 | 0.279 | 0.279
42 | 0.279 | 0.279 | 0.279 | 0.279 | 0.279 | 0.279 | 0.279 | 0.279 | 0.279 | 0.279 | 0.279 | 0.279 | 0.279 | 0.279 | 0.279 | 0.279 | 0.279 | 0.279 | 0.279 | 0.279 | 0.279 | 0.279 | 0.279 | 0.279 | 0.279 | 0.279 | 0.279 | 0.279 | 0.279 | 0.279 | 0.279 | 0.279 | 0.279 | 0.279 | 0.279 | 0.279
43 | 0.279 | 0.279 | 0.279 | 0.279 | 0.279 | 0.279 | 0.279 | 0.279 | 0.279 | 0.279 | 0.279 | 0.279 | 0.279 | 0.279 | 0.279 | 0.279 | 0.279 | 0.279 | 0.279 | 0.279 | 0.279 | 0.279 | 0.279 | 0.279 | 0.279 | 0.279 | 0.279 | 0.279 | 0.279 | 0.279 | 0.279 | 0.279 | 0.279 | 0.279 | 0.279 | 0.279
44 | 0.279 | 0.279 | 0.279 | 0.279 | 0.279 | 0.279 | 0.279 | 0.279 | 0.279 | 0.279 | 0.279 | 0.279 | 0.279 | 0.279 | 0.279 | 0.279 | 0.279 | 0.279 | 0.279 | 0.279 | 0.279 | 0.279 | 0.279 | 0.279 | 0.279 | 0.279 | 0.279 | 0.279 | 0.279 | 0.279 | 0.279 | 0.279 | 0.279 | 0.279 | 0.279 | 0.279
45 | 0.279 | 0.279 | 0.279 | 0.279 | 0.279 | 0.279 | 0.279 | 0.279 | 0.279 | 0.279 | 0.279 | 0.279 | 0.279 | 0.279 | 0.279 | 0.279 | 0.279 | 0.279 | 0.279 | 0.279 | 0.279 | 0.279 | 0.279 | 0.279 | 0.279 | 0.279 | 0.279 | 0.279 | 0.279 | 0.279 | 0.279 | 0.279 | 0.279 | 0.279 | 0.279 | 0.279
46 | 0.279 | 0.279 | 0.279 | 0.279 | 0.279 | 0.279 | 0.279 | 0.279 | 0.279 | 0.279 | 0.279 | 0.279 | 0.279 | 0.279 | 0.279 | 0.279 | 0.279 | 0.279 | 0.279 | 0.279 | 0.279 | 0.279 | 0.279 | 0.279 | 0.279 | 0.279 | 0.279 | 0.279 | 0.279 | 0.279 | 0.279 | 0.279 | 0.279 | 0.279 | 0.279 | 0.279
47 | 0.279 | 0.279 | 0.279 | 0.279 | 0.279 | 0.279 | 0.279 | 0.279 | 0.279 | 0.279 | 0.279 | 0.279 | 0.279 | 0.279 | 0.279 | 0.279 | 0.279 | 0.279 | 0.279 | 0.279 | 0.279 | 0.279 | 0.279 | 0.279 | 0.279 | 0.279 | 0.279 | 0.279 | 0.279 | 0.279 | 0.279 | 0.279 | 0.279 | 0.279 | 0.279 | 0.279
48 | 0.279 | 0.279 | 0.279 | 0.279 | 0.279 | 0.279 | 0.279 | 0.279 | 0.279 | 0.279 | 0.279 | 0.279 | 0.279 | 0.279 | 0.279 | 0.279 | 0.279 | 0.279 | 0.279 | 0.279 | 0.279 | 0.279 | 0.279 | 0.279 | 0.279 | 0.279 | 0.279 | 0.279 | 0.279 | 0.279 | 0.279 | 0.279 | 0.279 | 0.279 | 0.279 | 0.279
49 | 0.279 | 0.279 | 0.279 | 0.279 | 0.279 | 0.279 | 0.279 | 0.279 | 0.279 | 0.279 | 0.279 | 0.279 | 0.279 | 0.279 | 0.279 | 0.279 | 0.279 | 0.279 | 0.279 | 0.279 | 0.279 | 0.279 | 0.279 | 0.279 | 0.279 | 0.279 | 0.279 | 0.279 | 0.279 | 0.279 | 0.279 | 0.279 | 0.279 | 0.279 | 0.279 | 0.279
50 | 0.279 | 0.279 | 0.279 | 0.279 | 0.279 | 0.279 | 0.279 | 0.279 | 0.279 | 0.279 | 0.279 | 0.279 | 0.279 | 0.279 | 0.279 | 0.279 | 0.279 | 0.279 | 0.279 | 0.279 | 0.279 | 0.279 | 0.279 | 0.279 | 0.279 | 0.279 | 0.279 | 0.279 | 0.279 | 0.279 | 0.279 | 0.279 | 0.279 | 0.279 | 0.279 | 0.279
51 | 0.279 | 0.279 | 0.279 | 0.279 | 0.279 | 0.279 | 0.279 | 0.279 | 0.279 | 0.279 | 0.279 | 0.279 | 0.279 | 0.279 | 0.279 | 0.279 | 0.279 | 0.279 | 0.279 | 0.279 | 0.279 | 0.279 | 0.279 | 0.279 | 0.279 | 0.279 | 0.279 | 0.279 | 0.279 | 0.279 | 0.279 | 0.279 | 0.279 | 0.279 | 0.279 | 0.279
52 | 0.279 | 0.279 | 0.279 | 0.279 | 0.279 | 0.279 | 0.279 | 0.279 | 0.279 | 0.279 | 0.279 | 0.279 | 0.279 | 0.279 | 0.279 | 0.279 | 0.279 | 0.279 | 0.279 | 0.279 | 0.279 | 0.279 | 0.279 | 0.279 | 0.279 | 0.279 | 0.279 | 0.279 | 0.279 | 0.279 | 0.279 | 0.279 | 0.279 | 0.279 | 0.279 | 0.279
| MEPHYRRNO0 |  |  | 0.55
| 2020 | 2021 | 2022 | 2023 | 2024 | 2025 | 2026 | 2027 | 2028 | 2029 | 2030 | 2031 | 2032 | 2033 | 2034 | 2035 | 2036 | 2037 | 2038 | 2039 | 2040 | 2041 | 2042 | 2043 | 2044 | 2045 | 2046 | 2047 | 2048 | 2049 | 2050 | 2051 | 2052 | 2053 | 2054 | 2055:=
1 | 0.55 | 0.55 | 0.55 | 0.55 | 0.55 | 0.55 | 0.55 | 0.55 | 0.55 | 0.55 | 0.55 | 0.55 | 0.55 | 0.55 | 0.55 | 0.55 | 0.55 | 0.55 | 0.55 | 0.55 | 0.55 | 0.55 | 0.55 | 0.55 | 0.55 | 0.55 | 0.55 | 0.55 | 0.55 | 0.55 | 0.55 | 0.55 | 0.55 | 0.55 | 0.55 | 0.55
2 | 0.55 | 0.55 | 0.55 | 0.55 | 0.55 | 0.55 | 0.55 | 0.55 | 0.55 | 0.55 | 0.55 | 0.55 | 0.55 | 0.55 | 0.55 | 0.55 | 0.55 | 0.55 | 0.55 | 0.55 | 0.55 | 0.55 | 0.55 | 0.55 | 0.55 | 0.55 | 0.55 | 0.55 | 0.55 | 0.55 | 0.55 | 0.55 | 0.55 | 0.55 | 0.55 | 0.55
3 | 0.55 | 0.55 | 0.55 | 0.55 | 0.55 | 0.55 | 0.55 | 0.55 | 0.55 | 0.55 | 0.55 | 0.55 | 0.55 | 0.55 | 0.55 | 0.55 | 0.55 | 0.55 | 0.55 | 0.55 | 0.55 | 0.55 | 0.55 | 0.55 | 0.55 | 0.55 | 0.55 | 0.55 | 0.55 | 0.55 | 0.55 | 0.55 | 0.55 | 0.55 | 0.55 | 0.55
4 | 0.55 | 0.55 | 0.55 | 0.55 | 0.55 | 0.55 | 0.55 | 0.55 | 0.55 | 0.55 | 0.55 | 0.55 | 0.55 | 0.55 | 0.55 | 0.55 | 0.55 | 0.55 | 0.55 | 0.55 | 0.55 | 0.55 | 0.55 | 0.55 | 0.55 | 0.55 | 0.55 | 0.55 | 0.55 | 0.55 | 0.55 | 0.55 | 0.55 | 0.55 | 0.55 | 0.55
5 | 0.55 | 0.55 | 0.55 | 0.55 | 0.55 | 0.55 | 0.55 | 0.55 | 0.55 | 0.55 | 0.55 | 0.55 | 0.55 | 0.55 | 0.55 | 0.55 | 0.55 | 0.55 | 0.55 | 0.55 | 0.55 | 0.55 | 0.55 | 0.55 | 0.55 | 0.55 | 0.55 | 0.55 | 0.55 | 0.55 | 0.55 | 0.55 | 0.55 | 0.55 | 0.55 | 0.55
6 | 0.55 | 0.55 | 0.55 | 0.55 | 0.55 | 0.55 | 0.55 | 0.55 | 0.55 | 0.55 | 0.55 | 0.55 | 0.55 | 0.55 | 0.55 | 0.55 | 0.55 | 0.55 | 0.55 | 0.55 | 0.55 | 0.55 | 0.55 | 0.55 | 0.55 | 0.55 | 0.55 | 0.55 | 0.55 | 0.55 | 0.55 | 0.55 | 0.55 | 0.55 | 0.55 | 0.55
7 | 0.55 | 0.55 | 0.55 | 0.55 | 0.55 | 0.55 | 0.55 | 0.55 | 0.55 | 0.55 | 0.55 | 0.55 | 0.55 | 0.55 | 0.55 | 0.55 | 0.55 | 0.55 | 0.55 | 0.55 | 0.55 | 0.55 | 0.55 | 0.55 | 0.55 | 0.55 | 0.55 | 0.55 | 0.55 | 0.55 | 0.55 | 0.55 | 0.55 | 0.55 | 0.55 | 0.55
8 | 0.55 | 0.55 | 0.55 | 0.55 | 0.55 | 0.55 | 0.55 | 0.55 | 0.55 | 0.55 | 0.55 | 0.55 | 0.55 | 0.55 | 0.55 | 0.55 | 0.55 | 0.55 | 0.55 | 0.55 | 0.55 | 0.55 | 0.55 | 0.55 | 0.55 | 0.55 | 0.55 | 0.55 | 0.55 | 0.55 | 0.55 | 0.55 | 0.55 | 0.55 | 0.55 | 0.55
9 | 0.55 | 0.55 | 0.55 | 0.55 | 0.55 | 0.55 | 0.55 | 0.55 | 0.55 | 0.55 | 0.55 | 0.55 | 0.55 | 0.55 | 0.55 | 0.55 | 0.55 | 0.55 | 0.55 | 0.55 | 0.55 | 0.55 | 0.55 | 0.55 | 0.55 | 0.55 | 0.55 | 0.55 | 0.55 | 0.55 | 0.55 | 0.55 | 0.55 | 0.55 | 0.55 | 0.55
10 | 0.55 | 0.55 | 0.55 | 0.55 | 0.55 | 0.55 | 0.55 | 0.55 | 0.55 | 0.55 | 0.55 | 0.55 | 0.55 | 0.55 | 0.55 | 0.55 | 0.55 | 0.55 | 0.55 | 0.55 | 0.55 | 0.55 | 0.55 | 0.55 | 0.55 | 0.55 | 0.55 | 0.55 | 0.55 | 0.55 | 0.55 | 0.55 | 0.55 | 0.55 | 0.55 | 0.55
11 | 0.55 | 0.55 | 0.55 | 0.55 | 0.55 | 0.55 | 0.55 | 0.55 | 0.55 | 0.55 | 0.55 | 0.55 | 0.55 | 0.55 | 0.55 | 0.55 | 0.55 | 0.55 | 0.55 | 0.55 | 0.55 | 0.55 | 0.55 | 0.55 | 0.55 | 0.55 | 0.55 | 0.55 | 0.55 | 0.55 | 0.55 | 0.55 | 0.55 | 0.55 | 0.55 | 0.55
12 | 0.55 | 0.55 | 0.55 | 0.55 | 0.55 | 0.55 | 0.55 | 0.55 | 0.55 | 0.55 | 0.55 | 0.55 | 0.55 | 0.55 | 0.55 | 0.55 | 0.55 | 0.55 | 0.55 | 0.55 | 0.55 | 0.55 | 0.55 | 0.55 | 0.55 | 0.55 | 0.55 | 0.55 | 0.55 | 0.55 | 0.55 | 0.55 | 0.55 | 0.55 | 0.55 | 0.55
13 | 0.55 | 0.55 | 0.55 | 0.55 | 0.55 | 0.55 | 0.55 | 0.55 | 0.55 | 0.55 | 0.55 | 0.55 | 0.55 | 0.55 | 0.55 | 0.55 | 0.55 | 0.55 | 0.55 | 0.55 | 0.55 | 0.55 | 0.55 | 0.55 | 0.55 | 0.55 | 0.55 | 0.55 | 0.55 | 0.55 | 0.55 | 0.55 | 0.55 | 0.55 | 0.55 | 0.55
14 | 0.55 | 0.55 | 0.55 | 0.55 | 0.55 | 0.55 | 0.55 | 0.55 | 0.55 | 0.55 | 0.55 | 0.55 | 0.55 | 0.55 | 0.55 | 0.55 | 0.55 | 0.55 | 0.55 | 0.55 | 0.55 | 0.55 | 0.55 | 0.55 | 0.55 | 0.55 | 0.55 | 0.55 | 0.55 | 0.55 | 0.55 | 0.55 | 0.55 | 0.55 | 0.55 | 0.55
15 | 0.55 | 0.55 | 0.55 | 0.55 | 0.55 | 0.55 | 0.55 | 0.55 | 0.55 | 0.55 | 0.55 | 0.55 | 0.55 | 0.55 | 0.55 | 0.55 | 0.55 | 0.55 | 0.55 | 0.55 | 0.55 | 0.55 | 0.55 | 0.55 | 0.55 | 0.55 | 0.55 | 0.55 | 0.55 | 0.55 | 0.55 | 0.55 | 0.55 | 0.55 | 0.55 | 0.55
16 | 0.55 | 0.55 | 0.55 | 0.55 | 0.55 | 0.55 | 0.55 | 0.55 | 0.55 | 0.55 | 0.55 | 0.55 | 0.55 | 0.55 | 0.55 | 0.55 | 0.55 | 0.55 | 0.55 | 0.55 | 0.55 | 0.55 | 0.55 | 0.55 | 0.55 | 0.55 | 0.55 | 0.55 | 0.55 | 0.55 | 0.55 | 0.55 | 0.55 | 0.55 | 0.55 | 0.55
17 | 0.55 | 0.55 | 0.55 | 0.55 | 0.55 | 0.55 | 0.55 | 0.55 | 0.55 | 0.55 | 0.55 | 0.55 | 0.55 | 0.55 | 0.55 | 0.55 | 0.55 | 0.55 | 0.55 | 0.55 | 0.55 | 0.55 | 0.55 | 0.55 | 0.55 | 0.55 | 0.55 | 0.55 | 0.55 | 0.55 | 0.55 | 0.55 | 0.55 | 0.55 | 0.55 | 0.55
18 | 0.55 | 0.55 | 0.55 | 0.55 | 0.55 | 0.55 | 0.55 | 0.55 | 0.55 | 0.55 | 0.55 | 0.55 | 0.55 | 0.55 | 0.55 | 0.55 | 0.55 | 0.55 | 0.55 | 0.55 | 0.55 | 0.55 | 0.55 | 0.55 | 0.55 | 0.55 | 0.55 | 0.55 | 0.55 | 0.55 | 0.55 | 0.55 | 0.55 | 0.55 | 0.55 | 0.55
19 | 0.55 | 0.55 | 0.55 | 0.55 | 0.55 | 0.55 | 0.55 | 0.55 | 0.55 | 0.55 | 0.55 | 0.55 | 0.55 | 0.55 | 0.55 | 0.55 | 0.55 | 0.55 | 0.55 | 0.55 | 0.55 | 0.55 | 0.55 | 0.55 | 0.55 | 0.55 | 0.55 | 0.55 | 0.55 | 0.55 | 0.55 | 0.55 | 0.55 | 0.55 | 0.55 | 0.55
20 | 0.55 | 0.55 | 0.55 | 0.55 | 0.55 | 0.55 | 0.55 | 0.55 | 0.55 | 0.55 | 0.55 | 0.55 | 0.55 | 0.55 | 0.55 | 0.55 | 0.55 | 0.55 | 0.55 | 0.55 | 0.55 | 0.55 | 0.55 | 0.55 | 0.55 | 0.55 | 0.55 | 0.55 | 0.55 | 0.55 | 0.55 | 0.55 | 0.55 | 0.55 | 0.55 | 0.55
21 | 0.55 | 0.55 | 0.55 | 0.55 | 0.55 | 0.55 | 0.55 | 0.55 | 0.55 | 0.55 | 0.55 | 0.55 | 0.55 | 0.55 | 0.55 | 0.55 | 0.55 | 0.55 | 0.55 | 0.55 | 0.55 | 0.55 | 0.55 | 0.55 | 0.55 | 0.55 | 0.55 | 0.55 | 0.55 | 0.55 | 0.55 | 0.55 | 0.55 | 0.55 | 0.55 | 0.55
22 | 0.55 | 0.55 | 0.55 | 0.55 | 0.55 | 0.55 | 0.55 | 0.55 | 0.55 | 0.55 | 0.55 | 0.55 | 0.55 | 0.55 | 0.55 | 0.55 | 0.55 | 0.55 | 0.55 | 0.55 | 0.55 | 0.55 | 0.55 | 0.55 | 0.55 | 0.55 | 0.55 | 0.55 | 0.55 | 0.55 | 0.55 | 0.55 | 0.55 | 0.55 | 0.55 | 0.55
23 | 0.55 | 0.55 | 0.55 | 0.55 | 0.55 | 0.55 | 0.55 | 0.55 | 0.55 | 0.55 | 0.55 | 0.55 | 0.55 | 0.55 | 0.55 | 0.55 | 0.55 | 0.55 | 0.55 | 0.55 | 0.55 | 0.55 | 0.55 | 0.55 | 0.55 | 0.55 | 0.55 | 0.55 | 0.55 | 0.55 | 0.55 | 0.55 | 0.55 | 0.55 | 0.55 | 0.55
24 | 0.55 | 0.55 | 0.55 | 0.55 | 0.55 | 0.55 | 0.55 | 0.55 | 0.55 | 0.55 | 0.55 | 0.55 | 0.55 | 0.55 | 0.55 | 0.55 | 0.55 | 0.55 | 0.55 | 0.55 | 0.55 | 0.55 | 0.55 | 0.55 | 0.55 | 0.55 | 0.55 | 0.55 | 0.55 | 0.55 | 0.55 | 0.55 | 0.55 | 0.55 | 0.55 | 0.55
25 | 0.55 | 0.55 | 0.55 | 0.55 | 0.55 | 0.55 | 0.55 | 0.55 | 0.55 | 0.55 | 0.55 | 0.55 | 0.55 | 0.55 | 0.55 | 0.55 | 0.55 | 0.55 | 0.55 | 0.55 | 0.55 | 0.55 | 0.55 | 0.55 | 0.55 | 0.55 | 0.55 | 0.55 | 0.55 | 0.55 | 0.55 | 0.55 | 0.55 | 0.55 | 0.55 | 0.55
26 | 0.55 | 0.55 | 0.55 | 0.55 | 0.55 | 0.55 | 0.55 | 0.55 | 0.55 | 0.55 | 0.55 | 0.55 | 0.55 | 0.55 | 0.55 | 0.55 | 0.55 | 0.55 | 0.55 | 0.55 | 0.55 | 0.55 | 0.55 | 0.55 | 0.55 | 0.55 | 0.55 | 0.55 | 0.55 | 0.55 | 0.55 | 0.55 | 0.55 | 0.55 | 0.55 | 0.55
27 | 0.55 | 0.55 | 0.55 | 0.55 | 0.55 | 0.55 | 0.55 | 0.55 | 0.55 | 0.55 | 0.55 | 0.55 | 0.55 | 0.55 | 0.55 | 0.55 | 0.55 | 0.55 | 0.55 | 0.55 | 0.55 | 0.55 | 0.55 | 0.55 | 0.55 | 0.55 | 0.55 | 0.55 | 0.55 | 0.55 | 0.55 | 0.55 | 0.55 | 0.55 | 0.55 | 0.55
28 | 0.55 | 0.55 | 0.55 | 0.55 | 0.55 | 0.55 | 0.55 | 0.55 | 0.55 | 0.55 | 0.55 | 0.55 | 0.55 | 0.55 | 0.55 | 0.55 | 0.55 | 0.55 | 0.55 | 0.55 | 0.55 | 0.55 | 0.55 | 0.55 | 0.55 | 0.55 | 0.55 | 0.55 | 0.55 | 0.55 | 0.55 | 0.55 | 0.55 | 0.55 | 0.55 | 0.55
29 | 0.55 | 0.55 | 0.55 | 0.55 | 0.55 | 0.55 | 0.55 | 0.55 | 0.55 | 0.55 | 0.55 | 0.55 | 0.55 | 0.55 | 0.55 | 0.55 | 0.55 | 0.55 | 0.55 | 0.55 | 0.55 | 0.55 | 0.55 | 0.55 | 0.55 | 0.55 | 0.55 | 0.55 | 0.55 | 0.55 | 0.55 | 0.55 | 0.55 | 0.55 | 0.55 | 0.55
30 | 0.55 | 0.55 | 0.55 | 0.55 | 0.55 | 0.55 | 0.55 | 0.55 | 0.55 | 0.55 | 0.55 | 0.55 | 0.55 | 0.55 | 0.55 | 0.55 | 0.55 | 0.55 | 0.55 | 0.55 | 0.55 | 0.55 | 0.55 | 0.55 | 0.55 | 0.55 | 0.55 | 0.55 | 0.55 | 0.55 | 0.55 | 0.55 | 0.55 | 0.55 | 0.55 | 0.55
31 | 0.55 | 0.55 | 0.55 | 0.55 | 0.55 | 0.55 | 0.55 | 0.55 | 0.55 | 0.55 | 0.55 | 0.55 | 0.55 | 0.55 | 0.55 | 0.55 | 0.55 | 0.55 | 0.55 | 0.55 | 0.55 | 0.55 | 0.55 | 0.55 | 0.55 | 0.55 | 0.55 | 0.55 | 0.55 | 0.55 | 0.55 | 0.55 | 0.55 | 0.55 | 0.55 | 0.55
32 | 0.55 | 0.55 | 0.55 | 0.55 | 0.55 | 0.55 | 0.55 | 0.55 | 0.55 | 0.55 | 0.55 | 0.55 | 0.55 | 0.55 | 0.55 | 0.55 | 0.55 | 0.55 | 0.55 | 0.55 | 0.55 | 0.55 | 0.55 | 0.55 | 0.55 | 0.55 | 0.55 | 0.55 | 0.55 | 0.55 | 0.55 | 0.55 | 0.55 | 0.55 | 0.55 | 0.55
33 | 0.55 | 0.55 | 0.55 | 0.55 | 0.55 | 0.55 | 0.55 | 0.55 | 0.55 | 0.55 | 0.55 | 0.55 | 0.55 | 0.55 | 0.55 | 0.55 | 0.55 | 0.55 | 0.55 | 0.55 | 0.55 | 0.55 | 0.55 | 0.55 | 0.55 | 0.55 | 0.55 | 0.55 | 0.55 | 0.55 | 0.55 | 0.55 | 0.55 | 0.55 | 0.55 | 0.55
34 | 0.55 | 0.55 | 0.55 | 0.55 | 0.55 | 0.55 | 0.55 | 0.55 | 0.55 | 0.55 | 0.55 | 0.55 | 0.55 | 0.55 | 0.55 | 0.55 | 0.55 | 0.55 | 0.55 | 0.55 | 0.55 | 0.55 | 0.55 | 0.55 | 0.55 | 0.55 | 0.55 | 0.55 | 0.55 | 0.55 | 0.55 | 0.55 | 0.55 | 0.55 | 0.55 | 0.55
35 | 0.55 | 0.55 | 0.55 | 0.55 | 0.55 | 0.55 | 0.55 | 0.55 | 0.55 | 0.55 | 0.55 | 0.55 | 0.55 | 0.55 | 0.55 | 0.55 | 0.55 | 0.55 | 0.55 | 0.55 | 0.55 | 0.55 | 0.55 | 0.55 | 0.55 | 0.55 | 0.55 | 0.55 | 0.55 | 0.55 | 0.55 | 0.55 | 0.55 | 0.55 | 0.55 | 0.55
36 | 0.55 | 0.55 | 0.55 | 0.55 | 0.55 | 0.55 | 0.55 | 0.55 | 0.55 | 0.55 | 0.55 | 0.55 | 0.55 | 0.55 | 0.55 | 0.55 | 0.55 | 0.55 | 0.55 | 0.55 | 0.55 | 0.55 | 0.55 | 0.55 | 0.55 | 0.55 | 0.55 | 0.55 | 0.55 | 0.55 | 0.55 | 0.55 | 0.55 | 0.55 | 0.55 | 0.55
37 | 0.55 | 0.55 | 0.55 | 0.55 | 0.55 | 0.55 | 0.55 | 0.55 | 0.55 | 0.55 | 0.55 | 0.55 | 0.55 | 0.55 | 0.55 | 0.55 | 0.55 | 0.55 | 0.55 | 0.55 | 0.55 | 0.55 | 0.55 | 0.55 | 0.55 | 0.55 | 0.55 | 0.55 | 0.55 | 0.55 | 0.55 | 0.55 | 0.55 | 0.55 | 0.55 | 0.55
38 | 0.55 | 0.55 | 0.55 | 0.55 | 0.55 | 0.55 | 0.55 | 0.55 | 0.55 | 0.55 | 0.55 | 0.55 | 0.55 | 0.55 | 0.55 | 0.55 | 0.55 | 0.55 | 0.55 | 0.55 | 0.55 | 0.55 | 0.55 | 0.55 | 0.55 | 0.55 | 0.55 | 0.55 | 0.55 | 0.55 | 0.55 | 0.55 | 0.55 | 0.55 | 0.55 | 0.55
39 | 0.55 | 0.55 | 0.55 | 0.55 | 0.55 | 0.55 | 0.55 | 0.55 | 0.55 | 0.55 | 0.55 | 0.55 | 0.55 | 0.55 | 0.55 | 0.55 | 0.55 | 0.55 | 0.55 | 0.55 | 0.55 | 0.55 | 0.55 | 0.55 | 0.55 | 0.55 | 0.55 | 0.55 | 0.55 | 0.55 | 0.55 | 0.55 | 0.55 | 0.55 | 0.55 | 0.55
40 | 0.55 | 0.55 | 0.55 | 0.55 | 0.55 | 0.55 | 0.55 | 0.55 | 0.55 | 0.55 | 0.55 | 0.55 | 0.55 | 0.55 | 0.55 | 0.55 | 0.55 | 0.55 | 0.55 | 0.55 | 0.55 | 0.55 | 0.55 | 0.55 | 0.55 | 0.55 | 0.55 | 0.55 | 0.55 | 0.55 | 0.55 | 0.55 | 0.55 | 0.55 | 0.55 | 0.55
41 | 0.55 | 0.55 | 0.55 | 0.55 | 0.55 | 0.55 | 0.55 | 0.55 | 0.55 | 0.55 | 0.55 | 0.55 | 0.55 | 0.55 | 0.55 | 0.55 | 0.55 | 0.55 | 0.55 | 0.55 | 0.55 | 0.55 | 0.55 | 0.55 | 0.55 | 0.55 | 0.55 | 0.55 | 0.55 | 0.55 | 0.55 | 0.55 | 0.55 | 0.55 | 0.55 | 0.55
42 | 0.55 | 0.55 | 0.55 | 0.55 | 0.55 | 0.55 | 0.55 | 0.55 | 0.55 | 0.55 | 0.55 | 0.55 | 0.55 | 0.55 | 0.55 | 0.55 | 0.55 | 0.55 | 0.55 | 0.55 | 0.55 | 0.55 | 0.55 | 0.55 | 0.55 | 0.55 | 0.55 | 0.55 | 0.55 | 0.55 | 0.55 | 0.55 | 0.55 | 0.55 | 0.55 | 0.55
43 | 0.55 | 0.55 | 0.55 | 0.55 | 0.55 | 0.55 | 0.55 | 0.55 | 0.55 | 0.55 | 0.55 | 0.55 | 0.55 | 0.55 | 0.55 | 0.55 | 0.55 | 0.55 | 0.55 | 0.55 | 0.55 | 0.55 | 0.55 | 0.55 | 0.55 | 0.55 | 0.55 | 0.55 | 0.55 | 0.55 | 0.55 | 0.55 | 0.55 | 0.55 | 0.55 | 0.55
44 | 0.55 | 0.55 | 0.55 | 0.55 | 0.55 | 0.55 | 0.55 | 0.55 | 0.55 | 0.55 | 0.55 | 0.55 | 0.55 | 0.55 | 0.55 | 0.55 | 0.55 | 0.55 | 0.55 | 0.55 | 0.55 | 0.55 | 0.55 | 0.55 | 0.55 | 0.55 | 0.55 | 0.55 | 0.55 | 0.55 | 0.55 | 0.55 | 0.55 | 0.55 | 0.55 | 0.55
45 | 0.55 | 0.55 | 0.55 | 0.55 | 0.55 | 0.55 | 0.55 | 0.55 | 0.55 | 0.55 | 0.55 | 0.55 | 0.55 | 0.55 | 0.55 | 0.55 | 0.55 | 0.55 | 0.55 | 0.55 | 0.55 | 0.55 | 0.55 | 0.55 | 0.55 | 0.55 | 0.55 | 0.55 | 0.55 | 0.55 | 0.55 | 0.55 | 0.55 | 0.55 | 0.55 | 0.55
46 | 0.55 | 0.55 | 0.55 | 0.55 | 0.55 | 0.55 | 0.55 | 0.55 | 0.55 | 0.55 | 0.55 | 0.55 | 0.55 | 0.55 | 0.55 | 0.55 | 0.55 | 0.55 | 0.55 | 0.55 | 0.55 | 0.55 | 0.55 | 0.55 | 0.55 | 0.55 | 0.55 | 0.55 | 0.55 | 0.55 | 0.55 | 0.55 | 0.55 | 0.55 | 0.55 | 0.55
47 | 0.55 | 0.55 | 0.55 | 0.55 | 0.55 | 0.55 | 0.55 | 0.55 | 0.55 | 0.55 | 0.55 | 0.55 | 0.55 | 0.55 | 0.55 | 0.55 | 0.55 | 0.55 | 0.55 | 0.55 | 0.55 | 0.55 | 0.55 | 0.55 | 0.55 | 0.55 | 0.55 | 0.55 | 0.55 | 0.55 | 0.55 | 0.55 | 0.55 | 0.55 | 0.55 | 0.55
48 | 0.55 | 0.55 | 0.55 | 0.55 | 0.55 | 0.55 | 0.55 | 0.55 | 0.55 | 0.55 | 0.55 | 0.55 | 0.55 | 0.55 | 0.55 | 0.55 | 0.55 | 0.55 | 0.55 | 0.55 | 0.55 | 0.55 | 0.55 | 0.55 | 0.55 | 0.55 | 0.55 | 0.55 | 0.55 | 0.55 | 0.55 | 0.55 | 0.55 | 0.55 | 0.55 | 0.55
49 | 0.55 | 0.55 | 0.55 | 0.55 | 0.55 | 0.55 | 0.55 | 0.55 | 0.55 | 0.55 | 0.55 | 0.55 | 0.55 | 0.55 | 0.55 | 0.55 | 0.55 | 0.55 | 0.55 | 0.55 | 0.55 | 0.55 | 0.55 | 0.55 | 0.55 | 0.55 | 0.55 | 0.55 | 0.55 | 0.55 | 0.55 | 0.55 | 0.55 | 0.55 | 0.55 | 0.55
50 | 0.55 | 0.55 | 0.55 | 0.55 | 0.55 | 0.55 | 0.55 | 0.55 | 0.55 | 0.55 | 0.55 | 0.55 | 0.55 | 0.55 | 0.55 | 0.55 | 0.55 | 0.55 | 0.55 | 0.55 | 0.55 | 0.55 | 0.55 | 0.55 | 0.55 | 0.55 | 0.55 | 0.55 | 0.55 | 0.55 | 0.55 | 0.55 | 0.55 | 0.55 | 0.55 | 0.55
51 | 0.55 | 0.55 | 0.55 | 0.55 | 0.55 | 0.55 | 0.55 | 0.55 | 0.55 | 0.55 | 0.55 | 0.55 | 0.55 | 0.55 | 0.55 | 0.55 | 0.55 | 0.55 | 0.55 | 0.55 | 0.55 | 0.55 | 0.55 | 0.55 | 0.55 | 0.55 | 0.55 | 0.55 | 0.55 | 0.55 | 0.55 | 0.55 | 0.55 | 0.55 | 0.55 | 0.55
52 | 0.55 | 0.55 | 0.55 | 0.55 | 0.55 | 0.55 | 0.55 | 0.55 | 0.55 | 0.55 | 0.55 | 0.55 | 0.55 | 0.55 | 0.55 | 0.55 | 0.55 | 0.55 | 0.55 | 0.55 | 0.55 | 0.55 | 0.55 | 0.55 | 0.55 | 0.55 | 0.55 | 0.55 | 0.55 | 0.55 | 0.55 | 0.55 | 0.55 | 0.55 | 0.55 | 0.55
| MEPHYRRNI0 |  |  | 0.55
| 2020 | 2021 | 2022 | 2023 | 2024 | 2025 | 2026 | 2027 | 2028 | 2029 | 2030 | 2031 | 2032 | 2033 | 2034 | 2035 | 2036 | 2037 | 2038 | 2039 | 2040 | 2041 | 2042 | 2043 | 2044 | 2045 | 2046 | 2047 | 2048 | 2049 | 2050 | 2051 | 2052 | 2053 | 2054 | 2055:=
1 | 0.55 | 0.55 | 0.55 | 0.55 | 0.55 | 0.55 | 0.55 | 0.55 | 0.55 | 0.55 | 0.55 | 0.55 | 0.55 | 0.55 | 0.55 | 0.55 | 0.55 | 0.55 | 0.55 | 0.55 | 0.55 | 0.55 | 0.55 | 0.55 | 0.55 | 0.55 | 0.55 | 0.55 | 0.55 | 0.55 | 0.55 | 0.55 | 0.55 | 0.55 | 0.55 | 0.55
2 | 0.55 | 0.55 | 0.55 | 0.55 | 0.55 | 0.55 | 0.55 | 0.55 | 0.55 | 0.55 | 0.55 | 0.55 | 0.55 | 0.55 | 0.55 | 0.55 | 0.55 | 0.55 | 0.55 | 0.55 | 0.55 | 0.55 | 0.55 | 0.55 | 0.55 | 0.55 | 0.55 | 0.55 | 0.55 | 0.55 | 0.55 | 0.55 | 0.55 | 0.55 | 0.55 | 0.55
3 | 0.55 | 0.55 | 0.55 | 0.55 | 0.55 | 0.55 | 0.55 | 0.55 | 0.55 | 0.55 | 0.55 | 0.55 | 0.55 | 0.55 | 0.55 | 0.55 | 0.55 | 0.55 | 0.55 | 0.55 | 0.55 | 0.55 | 0.55 | 0.55 | 0.55 | 0.55 | 0.55 | 0.55 | 0.55 | 0.55 | 0.55 | 0.55 | 0.55 | 0.55 | 0.55 | 0.55
4 | 0.55 | 0.55 | 0.55 | 0.55 | 0.55 | 0.55 | 0.55 | 0.55 | 0.55 | 0.55 | 0.55 | 0.55 | 0.55 | 0.55 | 0.55 | 0.55 | 0.55 | 0.55 | 0.55 | 0.55 | 0.55 | 0.55 | 0.55 | 0.55 | 0.55 | 0.55 | 0.55 | 0.55 | 0.55 | 0.55 | 0.55 | 0.55 | 0.55 | 0.55 | 0.55 | 0.55
5 | 0.55 | 0.55 | 0.55 | 0.55 | 0.55 | 0.55 | 0.55 | 0.55 | 0.55 | 0.55 | 0.55 | 0.55 | 0.55 | 0.55 | 0.55 | 0.55 | 0.55 | 0.55 | 0.55 | 0.55 | 0.55 | 0.55 | 0.55 | 0.55 | 0.55 | 0.55 | 0.55 | 0.55 | 0.55 | 0.55 | 0.55 | 0.55 | 0.55 | 0.55 | 0.55 | 0.55
6 | 0.55 | 0.55 | 0.55 | 0.55 | 0.55 | 0.55 | 0.55 | 0.55 | 0.55 | 0.55 | 0.55 | 0.55 | 0.55 | 0.55 | 0.55 | 0.55 | 0.55 | 0.55 | 0.55 | 0.55 | 0.55 | 0.55 | 0.55 | 0.55 | 0.55 | 0.55 | 0.55 | 0.55 | 0.55 | 0.55 | 0.55 | 0.55 | 0.55 | 0.55 | 0.55 | 0.55
7 | 0.55 | 0.55 | 0.55 | 0.55 | 0.55 | 0.55 | 0.55 | 0.55 | 0.55 | 0.55 | 0.55 | 0.55 | 0.55 | 0.55 | 0.55 | 0.55 | 0.55 | 0.55 | 0.55 | 0.55 | 0.55 | 0.55 | 0.55 | 0.55 | 0.55 | 0.55 | 0.55 | 0.55 | 0.55 | 0.55 | 0.55 | 0.55 | 0.55 | 0.55 | 0.55 | 0.55
8 | 0.55 | 0.55 | 0.55 | 0.55 | 0.55 | 0.55 | 0.55 | 0.55 | 0.55 | 0.55 | 0.55 | 0.55 | 0.55 | 0.55 | 0.55 | 0.55 | 0.55 | 0.55 | 0.55 | 0.55 | 0.55 | 0.55 | 0.55 | 0.55 | 0.55 | 0.55 | 0.55 | 0.55 | 0.55 | 0.55 | 0.55 | 0.55 | 0.55 | 0.55 | 0.55 | 0.55
9 | 0.55 | 0.55 | 0.55 | 0.55 | 0.55 | 0.55 | 0.55 | 0.55 | 0.55 | 0.55 | 0.55 | 0.55 | 0.55 | 0.55 | 0.55 | 0.55 | 0.55 | 0.55 | 0.55 | 0.55 | 0.55 | 0.55 | 0.55 | 0.55 | 0.55 | 0.55 | 0.55 | 0.55 | 0.55 | 0.55 | 0.55 | 0.55 | 0.55 | 0.55 | 0.55 | 0.55
10 | 0.55 | 0.55 | 0.55 | 0.55 | 0.55 | 0.55 | 0.55 | 0.55 | 0.55 | 0.55 | 0.55 | 0.55 | 0.55 | 0.55 | 0.55 | 0.55 | 0.55 | 0.55 | 0.55 | 0.55 | 0.55 | 0.55 | 0.55 | 0.55 | 0.55 | 0.55 | 0.55 | 0.55 | 0.55 | 0.55 | 0.55 | 0.55 | 0.55 | 0.55 | 0.55 | 0.55
11 | 0.55 | 0.55 | 0.55 | 0.55 | 0.55 | 0.55 | 0.55 | 0.55 | 0.55 | 0.55 | 0.55 | 0.55 | 0.55 | 0.55 | 0.55 | 0.55 | 0.55 | 0.55 | 0.55 | 0.55 | 0.55 | 0.55 | 0.55 | 0.55 | 0.55 | 0.55 | 0.55 | 0.55 | 0.55 | 0.55 | 0.55 | 0.55 | 0.55 | 0.55 | 0.55 | 0.55
12 | 0.55 | 0.55 | 0.55 | 0.55 | 0.55 | 0.55 | 0.55 | 0.55 | 0.55 | 0.55 | 0.55 | 0.55 | 0.55 | 0.55 | 0.55 | 0.55 | 0.55 | 0.55 | 0.55 | 0.55 | 0.55 | 0.55 | 0.55 | 0.55 | 0.55 | 0.55 | 0.55 | 0.55 | 0.55 | 0.55 | 0.55 | 0.55 | 0.55 | 0.55 | 0.55 | 0.55
13 | 0.55 | 0.55 | 0.55 | 0.55 | 0.55 | 0.55 | 0.55 | 0.55 | 0.55 | 0.55 | 0.55 | 0.55 | 0.55 | 0.55 | 0.55 | 0.55 | 0.55 | 0.55 | 0.55 | 0.55 | 0.55 | 0.55 | 0.55 | 0.55 | 0.55 | 0.55 | 0.55 | 0.55 | 0.55 | 0.55 | 0.55 | 0.55 | 0.55 | 0.55 | 0.55 | 0.55
14 | 0.55 | 0.55 | 0.55 | 0.55 | 0.55 | 0.55 | 0.55 | 0.55 | 0.55 | 0.55 | 0.55 | 0.55 | 0.55 | 0.55 | 0.55 | 0.55 | 0.55 | 0.55 | 0.55 | 0.55 | 0.55 | 0.55 | 0.55 | 0.55 | 0.55 | 0.55 | 0.55 | 0.55 | 0.55 | 0.55 | 0.55 | 0.55 | 0.55 | 0.55 | 0.55 | 0.55
15 | 0.55 | 0.55 | 0.55 | 0.55 | 0.55 | 0.55 | 0.55 | 0.55 | 0.55 | 0.55 | 0.55 | 0.55 | 0.55 | 0.55 | 0.55 | 0.55 | 0.55 | 0.55 | 0.55 | 0.55 | 0.55 | 0.55 | 0.55 | 0.55 | 0.55 | 0.55 | 0.55 | 0.55 | 0.55 | 0.55 | 0.55 | 0.55 | 0.55 | 0.55 | 0.55 | 0.55
16 | 0.55 | 0.55 | 0.55 | 0.55 | 0.55 | 0.55 | 0.55 | 0.55 | 0.55 | 0.55 | 0.55 | 0.55 | 0.55 | 0.55 | 0.55 | 0.55 | 0.55 | 0.55 | 0.55 | 0.55 | 0.55 | 0.55 | 0.55 | 0.55 | 0.55 | 0.55 | 0.55 | 0.55 | 0.55 | 0.55 | 0.55 | 0.55 | 0.55 | 0.55 | 0.55 | 0.55
17 | 0.55 | 0.55 | 0.55 | 0.55 | 0.55 | 0.55 | 0.55 | 0.55 | 0.55 | 0.55 | 0.55 | 0.55 | 0.55 | 0.55 | 0.55 | 0.55 | 0.55 | 0.55 | 0.55 | 0.55 | 0.55 | 0.55 | 0.55 | 0.55 | 0.55 | 0.55 | 0.55 | 0.55 | 0.55 | 0.55 | 0.55 | 0.55 | 0.55 | 0.55 | 0.55 | 0.55
18 | 0.55 | 0.55 | 0.55 | 0.55 | 0.55 | 0.55 | 0.55 | 0.55 | 0.55 | 0.55 | 0.55 | 0.55 | 0.55 | 0.55 | 0.55 | 0.55 | 0.55 | 0.55 | 0.55 | 0.55 | 0.55 | 0.55 | 0.55 | 0.55 | 0.55 | 0.55 | 0.55 | 0.55 | 0.55 | 0.55 | 0.55 | 0.55 | 0.55 | 0.55 | 0.55 | 0.55
19 | 0.55 | 0.55 | 0.55 | 0.55 | 0.55 | 0.55 | 0.55 | 0.55 | 0.55 | 0.55 | 0.55 | 0.55 | 0.55 | 0.55 | 0.55 | 0.55 | 0.55 | 0.55 | 0.55 | 0.55 | 0.55 | 0.55 | 0.55 | 0.55 | 0.55 | 0.55 | 0.55 | 0.55 | 0.55 | 0.55 | 0.55 | 0.55 | 0.55 | 0.55 | 0.55 | 0.55
20 | 0.55 | 0.55 | 0.55 | 0.55 | 0.55 | 0.55 | 0.55 | 0.55 | 0.55 | 0.55 | 0.55 | 0.55 | 0.55 | 0.55 | 0.55 | 0.55 | 0.55 | 0.55 | 0.55 | 0.55 | 0.55 | 0.55 | 0.55 | 0.55 | 0.55 | 0.55 | 0.55 | 0.55 | 0.55 | 0.55 | 0.55 | 0.55 | 0.55 | 0.55 | 0.55 | 0.55
21 | 0.55 | 0.55 | 0.55 | 0.55 | 0.55 | 0.55 | 0.55 | 0.55 | 0.55 | 0.55 | 0.55 | 0.55 | 0.55 | 0.55 | 0.55 | 0.55 | 0.55 | 0.55 | 0.55 | 0.55 | 0.55 | 0.55 | 0.55 | 0.55 | 0.55 | 0.55 | 0.55 | 0.55 | 0.55 | 0.55 | 0.55 | 0.55 | 0.55 | 0.55 | 0.55 | 0.55
22 | 0.55 | 0.55 | 0.55 | 0.55 | 0.55 | 0.55 | 0.55 | 0.55 | 0.55 | 0.55 | 0.55 | 0.55 | 0.55 | 0.55 | 0.55 | 0.55 | 0.55 | 0.55 | 0.55 | 0.55 | 0.55 | 0.55 | 0.55 | 0.55 | 0.55 | 0.55 | 0.55 | 0.55 | 0.55 | 0.55 | 0.55 | 0.55 | 0.55 | 0.55 | 0.55 | 0.55
23 | 0.55 | 0.55 | 0.55 | 0.55 | 0.55 | 0.55 | 0.55 | 0.55 | 0.55 | 0.55 | 0.55 | 0.55 | 0.55 | 0.55 | 0.55 | 0.55 | 0.55 | 0.55 | 0.55 | 0.55 | 0.55 | 0.55 | 0.55 | 0.55 | 0.55 | 0.55 | 0.55 | 0.55 | 0.55 | 0.55 | 0.55 | 0.55 | 0.55 | 0.55 | 0.55 | 0.55
24 | 0.55 | 0.55 | 0.55 | 0.55 | 0.55 | 0.55 | 0.55 | 0.55 | 0.55 | 0.55 | 0.55 | 0.55 | 0.55 | 0.55 | 0.55 | 0.55 | 0.55 | 0.55 | 0.55 | 0.55 | 0.55 | 0.55 | 0.55 | 0.55 | 0.55 | 0.55 | 0.55 | 0.55 | 0.55 | 0.55 | 0.55 | 0.55 | 0.55 | 0.55 | 0.55 | 0.55
25 | 0.55 | 0.55 | 0.55 | 0.55 | 0.55 | 0.55 | 0.55 | 0.55 | 0.55 | 0.55 | 0.55 | 0.55 | 0.55 | 0.55 | 0.55 | 0.55 | 0.55 | 0.55 | 0.55 | 0.55 | 0.55 | 0.55 | 0.55 | 0.55 | 0.55 | 0.55 | 0.55 | 0.55 | 0.55 | 0.55 | 0.55 | 0.55 | 0.55 | 0.55 | 0.55 | 0.55
26 | 0.55 | 0.55 | 0.55 | 0.55 | 0.55 | 0.55 | 0.55 | 0.55 | 0.55 | 0.55 | 0.55 | 0.55 | 0.55 | 0.55 | 0.55 | 0.55 | 0.55 | 0.55 | 0.55 | 0.55 | 0.55 | 0.55 | 0.55 | 0.55 | 0.55 | 0.55 | 0.55 | 0.55 | 0.55 | 0.55 | 0.55 | 0.55 | 0.55 | 0.55 | 0.55 | 0.55
27 | 0.55 | 0.55 | 0.55 | 0.55 | 0.55 | 0.55 | 0.55 | 0.55 | 0.55 | 0.55 | 0.55 | 0.55 | 0.55 | 0.55 | 0.55 | 0.55 | 0.55 | 0.55 | 0.55 | 0.55 | 0.55 | 0.55 | 0.55 | 0.55 | 0.55 | 0.55 | 0.55 | 0.55 | 0.55 | 0.55 | 0.55 | 0.55 | 0.55 | 0.55 | 0.55 | 0.55
28 | 0.55 | 0.55 | 0.55 | 0.55 | 0.55 | 0.55 | 0.55 | 0.55 | 0.55 | 0.55 | 0.55 | 0.55 | 0.55 | 0.55 | 0.55 | 0.55 | 0.55 | 0.55 | 0.55 | 0.55 | 0.55 | 0.55 | 0.55 | 0.55 | 0.55 | 0.55 | 0.55 | 0.55 | 0.55 | 0.55 | 0.55 | 0.55 | 0.55 | 0.55 | 0.55 | 0.55
29 | 0.55 | 0.55 | 0.55 | 0.55 | 0.55 | 0.55 | 0.55 | 0.55 | 0.55 | 0.55 | 0.55 | 0.55 | 0.55 | 0.55 | 0.55 | 0.55 | 0.55 | 0.55 | 0.55 | 0.55 | 0.55 | 0.55 | 0.55 | 0.55 | 0.55 | 0.55 | 0.55 | 0.55 | 0.55 | 0.55 | 0.55 | 0.55 | 0.55 | 0.55 | 0.55 | 0.55
30 | 0.55 | 0.55 | 0.55 | 0.55 | 0.55 | 0.55 | 0.55 | 0.55 | 0.55 | 0.55 | 0.55 | 0.55 | 0.55 | 0.55 | 0.55 | 0.55 | 0.55 | 0.55 | 0.55 | 0.55 | 0.55 | 0.55 | 0.55 | 0.55 | 0.55 | 0.55 | 0.55 | 0.55 | 0.55 | 0.55 | 0.55 | 0.55 | 0.55 | 0.55 | 0.55 | 0.55
31 | 0.55 | 0.55 | 0.55 | 0.55 | 0.55 | 0.55 | 0.55 | 0.55 | 0.55 | 0.55 | 0.55 | 0.55 | 0.55 | 0.55 | 0.55 | 0.55 | 0.55 | 0.55 | 0.55 | 0.55 | 0.55 | 0.55 | 0.55 | 0.55 | 0.55 | 0.55 | 0.55 | 0.55 | 0.55 | 0.55 | 0.55 | 0.55 | 0.55 | 0.55 | 0.55 | 0.55
32 | 0.55 | 0.55 | 0.55 | 0.55 | 0.55 | 0.55 | 0.55 | 0.55 | 0.55 | 0.55 | 0.55 | 0.55 | 0.55 | 0.55 | 0.55 | 0.55 | 0.55 | 0.55 | 0.55 | 0.55 | 0.55 | 0.55 | 0.55 | 0.55 | 0.55 | 0.55 | 0.55 | 0.55 | 0.55 | 0.55 | 0.55 | 0.55 | 0.55 | 0.55 | 0.55 | 0.55
33 | 0.55 | 0.55 | 0.55 | 0.55 | 0.55 | 0.55 | 0.55 | 0.55 | 0.55 | 0.55 | 0.55 | 0.55 | 0.55 | 0.55 | 0.55 | 0.55 | 0.55 | 0.55 | 0.55 | 0.55 | 0.55 | 0.55 | 0.55 | 0.55 | 0.55 | 0.55 | 0.55 | 0.55 | 0.55 | 0.55 | 0.55 | 0.55 | 0.55 | 0.55 | 0.55 | 0.55
34 | 0.55 | 0.55 | 0.55 | 0.55 | 0.55 | 0.55 | 0.55 | 0.55 | 0.55 | 0.55 | 0.55 | 0.55 | 0.55 | 0.55 | 0.55 | 0.55 | 0.55 | 0.55 | 0.55 | 0.55 | 0.55 | 0.55 | 0.55 | 0.55 | 0.55 | 0.55 | 0.55 | 0.55 | 0.55 | 0.55 | 0.55 | 0.55 | 0.55 | 0.55 | 0.55 | 0.55
35 | 0.55 | 0.55 | 0.55 | 0.55 | 0.55 | 0.55 | 0.55 | 0.55 | 0.55 | 0.55 | 0.55 | 0.55 | 0.55 | 0.55 | 0.55 | 0.55 | 0.55 | 0.55 | 0.55 | 0.55 | 0.55 | 0.55 | 0.55 | 0.55 | 0.55 | 0.55 | 0.55 | 0.55 | 0.55 | 0.55 | 0.55 | 0.55 | 0.55 | 0.55 | 0.55 | 0.55
36 | 0.55 | 0.55 | 0.55 | 0.55 | 0.55 | 0.55 | 0.55 | 0.55 | 0.55 | 0.55 | 0.55 | 0.55 | 0.55 | 0.55 | 0.55 | 0.55 | 0.55 | 0.55 | 0.55 | 0.55 | 0.55 | 0.55 | 0.55 | 0.55 | 0.55 | 0.55 | 0.55 | 0.55 | 0.55 | 0.55 | 0.55 | 0.55 | 0.55 | 0.55 | 0.55 | 0.55
37 | 0.55 | 0.55 | 0.55 | 0.55 | 0.55 | 0.55 | 0.55 | 0.55 | 0.55 | 0.55 | 0.55 | 0.55 | 0.55 | 0.55 | 0.55 | 0.55 | 0.55 | 0.55 | 0.55 | 0.55 | 0.55 | 0.55 | 0.55 | 0.55 | 0.55 | 0.55 | 0.55 | 0.55 | 0.55 | 0.55 | 0.55 | 0.55 | 0.55 | 0.55 | 0.55 | 0.55
38 | 0.55 | 0.55 | 0.55 | 0.55 | 0.55 | 0.55 | 0.55 | 0.55 | 0.55 | 0.55 | 0.55 | 0.55 | 0.55 | 0.55 | 0.55 | 0.55 | 0.55 | 0.55 | 0.55 | 0.55 | 0.55 | 0.55 | 0.55 | 0.55 | 0.55 | 0.55 | 0.55 | 0.55 | 0.55 | 0.55 | 0.55 | 0.55 | 0.55 | 0.55 | 0.55 | 0.55
39 | 0.55 | 0.55 | 0.55 | 0.55 | 0.55 | 0.55 | 0.55 | 0.55 | 0.55 | 0.55 | 0.55 | 0.55 | 0.55 | 0.55 | 0.55 | 0.55 | 0.55 | 0.55 | 0.55 | 0.55 | 0.55 | 0.55 | 0.55 | 0.55 | 0.55 | 0.55 | 0.55 | 0.55 | 0.55 | 0.55 | 0.55 | 0.55 | 0.55 | 0.55 | 0.55 | 0.55
40 | 0.55 | 0.55 | 0.55 | 0.55 | 0.55 | 0.55 | 0.55 | 0.55 | 0.55 | 0.55 | 0.55 | 0.55 | 0.55 | 0.55 | 0.55 | 0.55 | 0.55 | 0.55 | 0.55 | 0.55 | 0.55 | 0.55 | 0.55 | 0.55 | 0.55 | 0.55 | 0.55 | 0.55 | 0.55 | 0.55 | 0.55 | 0.55 | 0.55 | 0.55 | 0.55 | 0.55
41 | 0.55 | 0.55 | 0.55 | 0.55 | 0.55 | 0.55 | 0.55 | 0.55 | 0.55 | 0.55 | 0.55 | 0.55 | 0.55 | 0.55 | 0.55 | 0.55 | 0.55 | 0.55 | 0.55 | 0.55 | 0.55 | 0.55 | 0.55 | 0.55 | 0.55 | 0.55 | 0.55 | 0.55 | 0.55 | 0.55 | 0.55 | 0.55 | 0.55 | 0.55 | 0.55 | 0.55
42 | 0.55 | 0.55 | 0.55 | 0.55 | 0.55 | 0.55 | 0.55 | 0.55 | 0.55 | 0.55 | 0.55 | 0.55 | 0.55 | 0.55 | 0.55 | 0.55 | 0.55 | 0.55 | 0.55 | 0.55 | 0.55 | 0.55 | 0.55 | 0.55 | 0.55 | 0.55 | 0.55 | 0.55 | 0.55 | 0.55 | 0.55 | 0.55 | 0.55 | 0.55 | 0.55 | 0.55
43 | 0.55 | 0.55 | 0.55 | 0.55 | 0.55 | 0.55 | 0.55 | 0.55 | 0.55 | 0.55 | 0.55 | 0.55 | 0.55 | 0.55 | 0.55 | 0.55 | 0.55 | 0.55 | 0.55 | 0.55 | 0.55 | 0.55 | 0.55 | 0.55 | 0.55 | 0.55 | 0.55 | 0.55 | 0.55 | 0.55 | 0.55 | 0.55 | 0.55 | 0.55 | 0.55 | 0.55
44 | 0.55 | 0.55 | 0.55 | 0.55 | 0.55 | 0.55 | 0.55 | 0.55 | 0.55 | 0.55 | 0.55 | 0.55 | 0.55 | 0.55 | 0.55 | 0.55 | 0.55 | 0.55 | 0.55 | 0.55 | 0.55 | 0.55 | 0.55 | 0.55 | 0.55 | 0.55 | 0.55 | 0.55 | 0.55 | 0.55 | 0.55 | 0.55 | 0.55 | 0.55 | 0.55 | 0.55
45 | 0.55 | 0.55 | 0.55 | 0.55 | 0.55 | 0.55 | 0.55 | 0.55 | 0.55 | 0.55 | 0.55 | 0.55 | 0.55 | 0.55 | 0.55 | 0.55 | 0.55 | 0.55 | 0.55 | 0.55 | 0.55 | 0.55 | 0.55 | 0.55 | 0.55 | 0.55 | 0.55 | 0.55 | 0.55 | 0.55 | 0.55 | 0.55 | 0.55 | 0.55 | 0.55 | 0.55
46 | 0.55 | 0.55 | 0.55 | 0.55 | 0.55 | 0.55 | 0.55 | 0.55 | 0.55 | 0.55 | 0.55 | 0.55 | 0.55 | 0.55 | 0.55 | 0.55 | 0.55 | 0.55 | 0.55 | 0.55 | 0.55 | 0.55 | 0.55 | 0.55 | 0.55 | 0.55 | 0.55 | 0.55 | 0.55 | 0.55 | 0.55 | 0.55 | 0.55 | 0.55 | 0.55 | 0.55
47 | 0.55 | 0.55 | 0.55 | 0.55 | 0.55 | 0.55 | 0.55 | 0.55 | 0.55 | 0.55 | 0.55 | 0.55 | 0.55 | 0.55 | 0.55 | 0.55 | 0.55 | 0.55 | 0.55 | 0.55 | 0.55 | 0.55 | 0.55 | 0.55 | 0.55 | 0.55 | 0.55 | 0.55 | 0.55 | 0.55 | 0.55 | 0.55 | 0.55 | 0.55 | 0.55 | 0.55
48 | 0.55 | 0.55 | 0.55 | 0.55 | 0.55 | 0.55 | 0.55 | 0.55 | 0.55 | 0.55 | 0.55 | 0.55 | 0.55 | 0.55 | 0.55 | 0.55 | 0.55 | 0.55 | 0.55 | 0.55 | 0.55 | 0.55 | 0.55 | 0.55 | 0.55 | 0.55 | 0.55 | 0.55 | 0.55 | 0.55 | 0.55 | 0.55 | 0.55 | 0.55 | 0.55 | 0.55
49 | 0.55 | 0.55 | 0.55 | 0.55 | 0.55 | 0.55 | 0.55 | 0.55 | 0.55 | 0.55 | 0.55 | 0.55 | 0.55 | 0.55 | 0.55 | 0.55 | 0.55 | 0.55 | 0.55 | 0.55 | 0.55 | 0.55 | 0.55 | 0.55 | 0.55 | 0.55 | 0.55 | 0.55 | 0.55 | 0.55 | 0.55 | 0.55 | 0.55 | 0.55 | 0.55 | 0.55
50 | 0.55 | 0.55 | 0.55 | 0.55 | 0.55 | 0.55 | 0.55 | 0.55 | 0.55 | 0.55 | 0.55 | 0.55 | 0.55 | 0.55 | 0.55 | 0.55 | 0.55 | 0.55 | 0.55 | 0.55 | 0.55 | 0.55 | 0.55 | 0.55 | 0.55 | 0.55 | 0.55 | 0.55 | 0.55 | 0.55 | 0.55 | 0.55 | 0.55 | 0.55 | 0.55 | 0.55
51 | 0.55 | 0.55 | 0.55 | 0.55 | 0.55 | 0.55 | 0.55 | 0.55 | 0.55 | 0.55 | 0.55 | 0.55 | 0.55 | 0.55 | 0.55 | 0.55 | 0.55 | 0.55 | 0.55 | 0.55 | 0.55 | 0.55 | 0.55 | 0.55 | 0.55 | 0.55 | 0.55 | 0.55 | 0.55 | 0.55 | 0.55 | 0.55 | 0.55 | 0.55 | 0.55 | 0.55
52 | 0.55 | 0.55 | 0.55 | 0.55 | 0.55 | 0.55 | 0.55 | 0.55 | 0.55 | 0.55 | 0.55 | 0.55 | 0.55 | 0.55 | 0.55 | 0.55 | 0.55 | 0.55 | 0.55 | 0.55 | 0.55 | 0.55 | 0.55 | 0.55 | 0.55 | 0.55 | 0.55 | 0.55 | 0.55 | 0.55 | 0.55 | 0.55 | 0.55 | 0.55 | 0.55 | 0.55
| MEPCOSCHO0 |  |  | 0.558
| 2020 | 2021 | 2022 | 2023 | 2024 | 2025 | 2026 | 2027 | 2028 | 2029 | 2030 | 2031 | 2032 | 2033 | 2034 | 2035 | 2036 | 2037 | 2038 | 2039 | 2040 | 2041 | 2042 | 2043 | 2044 | 2045 | 2046 | 2047 | 2048 | 2049 | 2050 | 2051 | 2052 | 2053 | 2054 | 2055:=
1 | 0.558 | 0.558 | 0.558 | 0.558 | 0.558 | 0.558 | 0.558 | 0.558 | 0.558 | 0.558 | 0.558 | 0.558 | 0.558 | 0.558 | 0.558 | 0.558 | 0.558 | 0.558 | 0.558 | 0.558 | 0.558 | 0.558 | 0.558 | 0.558 | 0.558 | 0.558 | 0.558 | 0.558 | 0.558 | 0.558 | 0.558 | 0.558 | 0.558 | 0.558 | 0.558 | 0.558
2 | 0.558 | 0.558 | 0.558 | 0.558 | 0.558 | 0.558 | 0.558 | 0.558 | 0.558 | 0.558 | 0.558 | 0.558 | 0.558 | 0.558 | 0.558 | 0.558 | 0.558 | 0.558 | 0.558 | 0.558 | 0.558 | 0.558 | 0.558 | 0.558 | 0.558 | 0.558 | 0.558 | 0.558 | 0.558 | 0.558 | 0.558 | 0.558 | 0.558 | 0.558 | 0.558 | 0.558
3 | 0.558 | 0.558 | 0.558 | 0.558 | 0.558 | 0.558 | 0.558 | 0.558 | 0.558 | 0.558 | 0.558 | 0.558 | 0.558 | 0.558 | 0.558 | 0.558 | 0.558 | 0.558 | 0.558 | 0.558 | 0.558 | 0.558 | 0.558 | 0.558 | 0.558 | 0.558 | 0.558 | 0.558 | 0.558 | 0.558 | 0.558 | 0.558 | 0.558 | 0.558 | 0.558 | 0.558
4 | 0.558 | 0.558 | 0.558 | 0.558 | 0.558 | 0.558 | 0.558 | 0.558 | 0.558 | 0.558 | 0.558 | 0.558 | 0.558 | 0.558 | 0.558 | 0.558 | 0.558 | 0.558 | 0.558 | 0.558 | 0.558 | 0.558 | 0.558 | 0.558 | 0.558 | 0.558 | 0.558 | 0.558 | 0.558 | 0.558 | 0.558 | 0.558 | 0.558 | 0.558 | 0.558 | 0.558
5 | 0.558 | 0.558 | 0.558 | 0.558 | 0.558 | 0.558 | 0.558 | 0.558 | 0.558 | 0.558 | 0.558 | 0.558 | 0.558 | 0.558 | 0.558 | 0.558 | 0.558 | 0.558 | 0.558 | 0.558 | 0.558 | 0.558 | 0.558 | 0.558 | 0.558 | 0.558 | 0.558 | 0.558 | 0.558 | 0.558 | 0.558 | 0.558 | 0.558 | 0.558 | 0.558 | 0.558
6 | 0.558 | 0.558 | 0.558 | 0.558 | 0.558 | 0.558 | 0.558 | 0.558 | 0.558 | 0.558 | 0.558 | 0.558 | 0.558 | 0.558 | 0.558 | 0.558 | 0.558 | 0.558 | 0.558 | 0.558 | 0.558 | 0.558 | 0.558 | 0.558 | 0.558 | 0.558 | 0.558 | 0.558 | 0.558 | 0.558 | 0.558 | 0.558 | 0.558 | 0.558 | 0.558 | 0.558
7 | 0.558 | 0.558 | 0.558 | 0.558 | 0.558 | 0.558 | 0.558 | 0.558 | 0.558 | 0.558 | 0.558 | 0.558 | 0.558 | 0.558 | 0.558 | 0.558 | 0.558 | 0.558 | 0.558 | 0.558 | 0.558 | 0.558 | 0.558 | 0.558 | 0.558 | 0.558 | 0.558 | 0.558 | 0.558 | 0.558 | 0.558 | 0.558 | 0.558 | 0.558 | 0.558 | 0.558
8 | 0.558 | 0.558 | 0.558 | 0.558 | 0.558 | 0.558 | 0.558 | 0.558 | 0.558 | 0.558 | 0.558 | 0.558 | 0.558 | 0.558 | 0.558 | 0.558 | 0.558 | 0.558 | 0.558 | 0.558 | 0.558 | 0.558 | 0.558 | 0.558 | 0.558 | 0.558 | 0.558 | 0.558 | 0.558 | 0.558 | 0.558 | 0.558 | 0.558 | 0.558 | 0.558 | 0.558
9 | 0.558 | 0.558 | 0.558 | 0.558 | 0.558 | 0.558 | 0.558 | 0.558 | 0.558 | 0.558 | 0.558 | 0.558 | 0.558 | 0.558 | 0.558 | 0.558 | 0.558 | 0.558 | 0.558 | 0.558 | 0.558 | 0.558 | 0.558 | 0.558 | 0.558 | 0.558 | 0.558 | 0.558 | 0.558 | 0.558 | 0.558 | 0.558 | 0.558 | 0.558 | 0.558 | 0.558
10 | 0.558 | 0.558 | 0.558 | 0.558 | 0.558 | 0.558 | 0.558 | 0.558 | 0.558 | 0.558 | 0.558 | 0.558 | 0.558 | 0.558 | 0.558 | 0.558 | 0.558 | 0.558 | 0.558 | 0.558 | 0.558 | 0.558 | 0.558 | 0.558 | 0.558 | 0.558 | 0.558 | 0.558 | 0.558 | 0.558 | 0.558 | 0.558 | 0.558 | 0.558 | 0.558 | 0.558
11 | 0.558 | 0.558 | 0.558 | 0.558 | 0.558 | 0.558 | 0.558 | 0.558 | 0.558 | 0.558 | 0.558 | 0.558 | 0.558 | 0.558 | 0.558 | 0.558 | 0.558 | 0.558 | 0.558 | 0.558 | 0.558 | 0.558 | 0.558 | 0.558 | 0.558 | 0.558 | 0.558 | 0.558 | 0.558 | 0.558 | 0.558 | 0.558 | 0.558 | 0.558 | 0.558 | 0.558
12 | 0.558 | 0.558 | 0.558 | 0.558 | 0.558 | 0.558 | 0.558 | 0.558 | 0.558 | 0.558 | 0.558 | 0.558 | 0.558 | 0.558 | 0.558 | 0.558 | 0.558 | 0.558 | 0.558 | 0.558 | 0.558 | 0.558 | 0.558 | 0.558 | 0.558 | 0.558 | 0.558 | 0.558 | 0.558 | 0.558 | 0.558 | 0.558 | 0.558 | 0.558 | 0.558 | 0.558
13 | 0.558 | 0.558 | 0.558 | 0.558 | 0.558 | 0.558 | 0.558 | 0.558 | 0.558 | 0.558 | 0.558 | 0.558 | 0.558 | 0.558 | 0.558 | 0.558 | 0.558 | 0.558 | 0.558 | 0.558 | 0.558 | 0.558 | 0.558 | 0.558 | 0.558 | 0.558 | 0.558 | 0.558 | 0.558 | 0.558 | 0.558 | 0.558 | 0.558 | 0.558 | 0.558 | 0.558
14 | 0.558 | 0.558 | 0.558 | 0.558 | 0.558 | 0.558 | 0.558 | 0.558 | 0.558 | 0.558 | 0.558 | 0.558 | 0.558 | 0.558 | 0.558 | 0.558 | 0.558 | 0.558 | 0.558 | 0.558 | 0.558 | 0.558 | 0.558 | 0.558 | 0.558 | 0.558 | 0.558 | 0.558 | 0.558 | 0.558 | 0.558 | 0.558 | 0.558 | 0.558 | 0.558 | 0.558
15 | 0.558 | 0.558 | 0.558 | 0.558 | 0.558 | 0.558 | 0.558 | 0.558 | 0.558 | 0.558 | 0.558 | 0.558 | 0.558 | 0.558 | 0.558 | 0.558 | 0.558 | 0.558 | 0.558 | 0.558 | 0.558 | 0.558 | 0.558 | 0.558 | 0.558 | 0.558 | 0.558 | 0.558 | 0.558 | 0.558 | 0.558 | 0.558 | 0.558 | 0.558 | 0.558 | 0.558
16 | 0.558 | 0.558 | 0.558 | 0.558 | 0.558 | 0.558 | 0.558 | 0.558 | 0.558 | 0.558 | 0.558 | 0.558 | 0.558 | 0.558 | 0.558 | 0.558 | 0.558 | 0.558 | 0.558 | 0.558 | 0.558 | 0.558 | 0.558 | 0.558 | 0.558 | 0.558 | 0.558 | 0.558 | 0.558 | 0.558 | 0.558 | 0.558 | 0.558 | 0.558 | 0.558 | 0.558
17 | 0.558 | 0.558 | 0.558 | 0.558 | 0.558 | 0.558 | 0.558 | 0.558 | 0.558 | 0.558 | 0.558 | 0.558 | 0.558 | 0.558 | 0.558 | 0.558 | 0.558 | 0.558 | 0.558 | 0.558 | 0.558 | 0.558 | 0.558 | 0.558 | 0.558 | 0.558 | 0.558 | 0.558 | 0.558 | 0.558 | 0.558 | 0.558 | 0.558 | 0.558 | 0.558 | 0.558
18 | 0.558 | 0.558 | 0.558 | 0.558 | 0.558 | 0.558 | 0.558 | 0.558 | 0.558 | 0.558 | 0.558 | 0.558 | 0.558 | 0.558 | 0.558 | 0.558 | 0.558 | 0.558 | 0.558 | 0.558 | 0.558 | 0.558 | 0.558 | 0.558 | 0.558 | 0.558 | 0.558 | 0.558 | 0.558 | 0.558 | 0.558 | 0.558 | 0.558 | 0.558 | 0.558 | 0.558
19 | 0.558 | 0.558 | 0.558 | 0.558 | 0.558 | 0.558 | 0.558 | 0.558 | 0.558 | 0.558 | 0.558 | 0.558 | 0.558 | 0.558 | 0.558 | 0.558 | 0.558 | 0.558 | 0.558 | 0.558 | 0.558 | 0.558 | 0.558 | 0.558 | 0.558 | 0.558 | 0.558 | 0.558 | 0.558 | 0.558 | 0.558 | 0.558 | 0.558 | 0.558 | 0.558 | 0.558
20 | 0.558 | 0.558 | 0.558 | 0.558 | 0.558 | 0.558 | 0.558 | 0.558 | 0.558 | 0.558 | 0.558 | 0.558 | 0.558 | 0.558 | 0.558 | 0.558 | 0.558 | 0.558 | 0.558 | 0.558 | 0.558 | 0.558 | 0.558 | 0.558 | 0.558 | 0.558 | 0.558 | 0.558 | 0.558 | 0.558 | 0.558 | 0.558 | 0.558 | 0.558 | 0.558 | 0.558
21 | 0.558 | 0.558 | 0.558 | 0.558 | 0.558 | 0.558 | 0.558 | 0.558 | 0.558 | 0.558 | 0.558 | 0.558 | 0.558 | 0.558 | 0.558 | 0.558 | 0.558 | 0.558 | 0.558 | 0.558 | 0.558 | 0.558 | 0.558 | 0.558 | 0.558 | 0.558 | 0.558 | 0.558 | 0.558 | 0.558 | 0.558 | 0.558 | 0.558 | 0.558 | 0.558 | 0.558
22 | 0.558 | 0.558 | 0.558 | 0.558 | 0.558 | 0.558 | 0.558 | 0.558 | 0.558 | 0.558 | 0.558 | 0.558 | 0.558 | 0.558 | 0.558 | 0.558 | 0.558 | 0.558 | 0.558 | 0.558 | 0.558 | 0.558 | 0.558 | 0.558 | 0.558 | 0.558 | 0.558 | 0.558 | 0.558 | 0.558 | 0.558 | 0.558 | 0.558 | 0.558 | 0.558 | 0.558
23 | 0.558 | 0.558 | 0.558 | 0.558 | 0.558 | 0.558 | 0.558 | 0.558 | 0.558 | 0.558 | 0.558 | 0.558 | 0.558 | 0.558 | 0.558 | 0.558 | 0.558 | 0.558 | 0.558 | 0.558 | 0.558 | 0.558 | 0.558 | 0.558 | 0.558 | 0.558 | 0.558 | 0.558 | 0.558 | 0.558 | 0.558 | 0.558 | 0.558 | 0.558 | 0.558 | 0.558
24 | 0.558 | 0.558 | 0.558 | 0.558 | 0.558 | 0.558 | 0.558 | 0.558 | 0.558 | 0.558 | 0.558 | 0.558 | 0.558 | 0.558 | 0.558 | 0.558 | 0.558 | 0.558 | 0.558 | 0.558 | 0.558 | 0.558 | 0.558 | 0.558 | 0.558 | 0.558 | 0.558 | 0.558 | 0.558 | 0.558 | 0.558 | 0.558 | 0.558 | 0.558 | 0.558 | 0.558
25 | 0.558 | 0.558 | 0.558 | 0.558 | 0.558 | 0.558 | 0.558 | 0.558 | 0.558 | 0.558 | 0.558 | 0.558 | 0.558 | 0.558 | 0.558 | 0.558 | 0.558 | 0.558 | 0.558 | 0.558 | 0.558 | 0.558 | 0.558 | 0.558 | 0.558 | 0.558 | 0.558 | 0.558 | 0.558 | 0.558 | 0.558 | 0.558 | 0.558 | 0.558 | 0.558 | 0.558
26 | 0.558 | 0.558 | 0.558 | 0.558 | 0.558 | 0.558 | 0.558 | 0.558 | 0.558 | 0.558 | 0.558 | 0.558 | 0.558 | 0.558 | 0.558 | 0.558 | 0.558 | 0.558 | 0.558 | 0.558 | 0.558 | 0.558 | 0.558 | 0.558 | 0.558 | 0.558 | 0.558 | 0.558 | 0.558 | 0.558 | 0.558 | 0.558 | 0.558 | 0.558 | 0.558 | 0.558
27 | 0.558 | 0.558 | 0.558 | 0.558 | 0.558 | 0.558 | 0.558 | 0.558 | 0.558 | 0.558 | 0.558 | 0.558 | 0.558 | 0.558 | 0.558 | 0.558 | 0.558 | 0.558 | 0.558 | 0.558 | 0.558 | 0.558 | 0.558 | 0.558 | 0.558 | 0.558 | 0.558 | 0.558 | 0.558 | 0.558 | 0.558 | 0.558 | 0.558 | 0.558 | 0.558 | 0.558
28 | 0.558 | 0.558 | 0.558 | 0.558 | 0.558 | 0.558 | 0.558 | 0.558 | 0.558 | 0.558 | 0.558 | 0.558 | 0.558 | 0.558 | 0.558 | 0.558 | 0.558 | 0.558 | 0.558 | 0.558 | 0.558 | 0.558 | 0.558 | 0.558 | 0.558 | 0.558 | 0.558 | 0.558 | 0.558 | 0.558 | 0.558 | 0.558 | 0.558 | 0.558 | 0.558 | 0.558
29 | 0.558 | 0.558 | 0.558 | 0.558 | 0.558 | 0.558 | 0.558 | 0.558 | 0.558 | 0.558 | 0.558 | 0.558 | 0.558 | 0.558 | 0.558 | 0.558 | 0.558 | 0.558 | 0.558 | 0.558 | 0.558 | 0.558 | 0.558 | 0.558 | 0.558 | 0.558 | 0.558 | 0.558 | 0.558 | 0.558 | 0.558 | 0.558 | 0.558 | 0.558 | 0.558 | 0.558
30 | 0.558 | 0.558 | 0.558 | 0.558 | 0.558 | 0.558 | 0.558 | 0.558 | 0.558 | 0.558 | 0.558 | 0.558 | 0.558 | 0.558 | 0.558 | 0.558 | 0.558 | 0.558 | 0.558 | 0.558 | 0.558 | 0.558 | 0.558 | 0.558 | 0.558 | 0.558 | 0.558 | 0.558 | 0.558 | 0.558 | 0.558 | 0.558 | 0.558 | 0.558 | 0.558 | 0.558
31 | 0.558 | 0.558 | 0.558 | 0.558 | 0.558 | 0.558 | 0.558 | 0.558 | 0.558 | 0.558 | 0.558 | 0.558 | 0.558 | 0.558 | 0.558 | 0.558 | 0.558 | 0.558 | 0.558 | 0.558 | 0.558 | 0.558 | 0.558 | 0.558 | 0.558 | 0.558 | 0.558 | 0.558 | 0.558 | 0.558 | 0.558 | 0.558 | 0.558 | 0.558 | 0.558 | 0.558
32 | 0.558 | 0.558 | 0.558 | 0.558 | 0.558 | 0.558 | 0.558 | 0.558 | 0.558 | 0.558 | 0.558 | 0.558 | 0.558 | 0.558 | 0.558 | 0.558 | 0.558 | 0.558 | 0.558 | 0.558 | 0.558 | 0.558 | 0.558 | 0.558 | 0.558 | 0.558 | 0.558 | 0.558 | 0.558 | 0.558 | 0.558 | 0.558 | 0.558 | 0.558 | 0.558 | 0.558
33 | 0.558 | 0.558 | 0.558 | 0.558 | 0.558 | 0.558 | 0.558 | 0.558 | 0.558 | 0.558 | 0.558 | 0.558 | 0.558 | 0.558 | 0.558 | 0.558 | 0.558 | 0.558 | 0.558 | 0.558 | 0.558 | 0.558 | 0.558 | 0.558 | 0.558 | 0.558 | 0.558 | 0.558 | 0.558 | 0.558 | 0.558 | 0.558 | 0.558 | 0.558 | 0.558 | 0.558
34 | 0.558 | 0.558 | 0.558 | 0.558 | 0.558 | 0.558 | 0.558 | 0.558 | 0.558 | 0.558 | 0.558 | 0.558 | 0.558 | 0.558 | 0.558 | 0.558 | 0.558 | 0.558 | 0.558 | 0.558 | 0.558 | 0.558 | 0.558 | 0.558 | 0.558 | 0.558 | 0.558 | 0.558 | 0.558 | 0.558 | 0.558 | 0.558 | 0.558 | 0.558 | 0.558 | 0.558
35 | 0.558 | 0.558 | 0.558 | 0.558 | 0.558 | 0.558 | 0.558 | 0.558 | 0.558 | 0.558 | 0.558 | 0.558 | 0.558 | 0.558 | 0.558 | 0.558 | 0.558 | 0.558 | 0.558 | 0.558 | 0.558 | 0.558 | 0.558 | 0.558 | 0.558 | 0.558 | 0.558 | 0.558 | 0.558 | 0.558 | 0.558 | 0.558 | 0.558 | 0.558 | 0.558 | 0.558
36 | 0.558 | 0.558 | 0.558 | 0.558 | 0.558 | 0.558 | 0.558 | 0.558 | 0.558 | 0.558 | 0.558 | 0.558 | 0.558 | 0.558 | 0.558 | 0.558 | 0.558 | 0.558 | 0.558 | 0.558 | 0.558 | 0.558 | 0.558 | 0.558 | 0.558 | 0.558 | 0.558 | 0.558 | 0.558 | 0.558 | 0.558 | 0.558 | 0.558 | 0.558 | 0.558 | 0.558
37 | 0.558 | 0.558 | 0.558 | 0.558 | 0.558 | 0.558 | 0.558 | 0.558 | 0.558 | 0.558 | 0.558 | 0.558 | 0.558 | 0.558 | 0.558 | 0.558 | 0.558 | 0.558 | 0.558 | 0.558 | 0.558 | 0.558 | 0.558 | 0.558 | 0.558 | 0.558 | 0.558 | 0.558 | 0.558 | 0.558 | 0.558 | 0.558 | 0.558 | 0.558 | 0.558 | 0.558
38 | 0.558 | 0.558 | 0.558 | 0.558 | 0.558 | 0.558 | 0.558 | 0.558 | 0.558 | 0.558 | 0.558 | 0.558 | 0.558 | 0.558 | 0.558 | 0.558 | 0.558 | 0.558 | 0.558 | 0.558 | 0.558 | 0.558 | 0.558 | 0.558 | 0.558 | 0.558 | 0.558 | 0.558 | 0.558 | 0.558 | 0.558 | 0.558 | 0.558 | 0.558 | 0.558 | 0.558
39 | 0.558 | 0.558 | 0.558 | 0.558 | 0.558 | 0.558 | 0.558 | 0.558 | 0.558 | 0.558 | 0.558 | 0.558 | 0.558 | 0.558 | 0.558 | 0.558 | 0.558 | 0.558 | 0.558 | 0.558 | 0.558 | 0.558 | 0.558 | 0.558 | 0.558 | 0.558 | 0.558 | 0.558 | 0.558 | 0.558 | 0.558 | 0.558 | 0.558 | 0.558 | 0.558 | 0.558
40 | 0.558 | 0.558 | 0.558 | 0.558 | 0.558 | 0.558 | 0.558 | 0.558 | 0.558 | 0.558 | 0.558 | 0.558 | 0.558 | 0.558 | 0.558 | 0.558 | 0.558 | 0.558 | 0.558 | 0.558 | 0.558 | 0.558 | 0.558 | 0.558 | 0.558 | 0.558 | 0.558 | 0.558 | 0.558 | 0.558 | 0.558 | 0.558 | 0.558 | 0.558 | 0.558 | 0.558
41 | 0.558 | 0.558 | 0.558 | 0.558 | 0.558 | 0.558 | 0.558 | 0.558 | 0.558 | 0.558 | 0.558 | 0.558 | 0.558 | 0.558 | 0.558 | 0.558 | 0.558 | 0.558 | 0.558 | 0.558 | 0.558 | 0.558 | 0.558 | 0.558 | 0.558 | 0.558 | 0.558 | 0.558 | 0.558 | 0.558 | 0.558 | 0.558 | 0.558 | 0.558 | 0.558 | 0.558
42 | 0.558 | 0.558 | 0.558 | 0.558 | 0.558 | 0.558 | 0.558 | 0.558 | 0.558 | 0.558 | 0.558 | 0.558 | 0.558 | 0.558 | 0.558 | 0.558 | 0.558 | 0.558 | 0.558 | 0.558 | 0.558 | 0.558 | 0.558 | 0.558 | 0.558 | 0.558 | 0.558 | 0.558 | 0.558 | 0.558 | 0.558 | 0.558 | 0.558 | 0.558 | 0.558 | 0.558
43 | 0.558 | 0.558 | 0.558 | 0.558 | 0.558 | 0.558 | 0.558 | 0.558 | 0.558 | 0.558 | 0.558 | 0.558 | 0.558 | 0.558 | 0.558 | 0.558 | 0.558 | 0.558 | 0.558 | 0.558 | 0.558 | 0.558 | 0.558 | 0.558 | 0.558 | 0.558 | 0.558 | 0.558 | 0.558 | 0.558 | 0.558 | 0.558 | 0.558 | 0.558 | 0.558 | 0.558
44 | 0.558 | 0.558 | 0.558 | 0.558 | 0.558 | 0.558 | 0.558 | 0.558 | 0.558 | 0.558 | 0.558 | 0.558 | 0.558 | 0.558 | 0.558 | 0.558 | 0.558 | 0.558 | 0.558 | 0.558 | 0.558 | 0.558 | 0.558 | 0.558 | 0.558 | 0.558 | 0.558 | 0.558 | 0.558 | 0.558 | 0.558 | 0.558 | 0.558 | 0.558 | 0.558 | 0.558
45 | 0.558 | 0.558 | 0.558 | 0.558 | 0.558 | 0.558 | 0.558 | 0.558 | 0.558 | 0.558 | 0.558 | 0.558 | 0.558 | 0.558 | 0.558 | 0.558 | 0.558 | 0.558 | 0.558 | 0.558 | 0.558 | 0.558 | 0.558 | 0.558 | 0.558 | 0.558 | 0.558 | 0.558 | 0.558 | 0.558 | 0.558 | 0.558 | 0.558 | 0.558 | 0.558 | 0.558
46 | 0.558 | 0.558 | 0.558 | 0.558 | 0.558 | 0.558 | 0.558 | 0.558 | 0.558 | 0.558 | 0.558 | 0.558 | 0.558 | 0.558 | 0.558 | 0.558 | 0.558 | 0.558 | 0.558 | 0.558 | 0.558 | 0.558 | 0.558 | 0.558 | 0.558 | 0.558 | 0.558 | 0.558 | 0.558 | 0.558 | 0.558 | 0.558 | 0.558 | 0.558 | 0.558 | 0.558
47 | 0.558 | 0.558 | 0.558 | 0.558 | 0.558 | 0.558 | 0.558 | 0.558 | 0.558 | 0.558 | 0.558 | 0.558 | 0.558 | 0.558 | 0.558 | 0.558 | 0.558 | 0.558 | 0.558 | 0.558 | 0.558 | 0.558 | 0.558 | 0.558 | 0.558 | 0.558 | 0.558 | 0.558 | 0.558 | 0.558 | 0.558 | 0.558 | 0.558 | 0.558 | 0.558 | 0.558
48 | 0.558 | 0.558 | 0.558 | 0.558 | 0.558 | 0.558 | 0.558 | 0.558 | 0.558 | 0.558 | 0.558 | 0.558 | 0.558 | 0.558 | 0.558 | 0.558 | 0.558 | 0.558 | 0.558 | 0.558 | 0.558 | 0.558 | 0.558 | 0.558 | 0.558 | 0.558 | 0.558 | 0.558 | 0.558 | 0.558 | 0.558 | 0.558 | 0.558 | 0.558 | 0.558 | 0.558
49 | 0.558 | 0.558 | 0.558 | 0.558 | 0.558 | 0.558 | 0.558 | 0.558 | 0.558 | 0.558 | 0.558 | 0.558 | 0.558 | 0.558 | 0.558 | 0.558 | 0.558 | 0.558 | 0.558 | 0.558 | 0.558 | 0.558 | 0.558 | 0.558 | 0.558 | 0.558 | 0.558 | 0.558 | 0.558 | 0.558 | 0.558 | 0.558 | 0.558 | 0.558 | 0.558 | 0.558
50 | 0.558 | 0.558 | 0.558 | 0.558 | 0.558 | 0.558 | 0.558 | 0.558 | 0.558 | 0.558 | 0.558 | 0.558 | 0.558 | 0.558 | 0.558 | 0.558 | 0.558 | 0.558 | 0.558 | 0.558 | 0.558 | 0.558 | 0.558 | 0.558 | 0.558 | 0.558 | 0.558 | 0.558 | 0.558 | 0.558 | 0.558 | 0.558 | 0.558 | 0.558 | 0.558 | 0.558
51 | 0.558 | 0.558 | 0.558 | 0.558 | 0.558 | 0.558 | 0.558 | 0.558 | 0.558 | 0.558 | 0.558 | 0.558 | 0.558 | 0.558 | 0.558 | 0.558 | 0.558 | 0.558 | 0.558 | 0.558 | 0.558 | 0.558 | 0.558 | 0.558 | 0.558 | 0.558 | 0.558 | 0.558 | 0.558 | 0.558 | 0.558 | 0.558 | 0.558 | 0.558 | 0.558 | 0.558
52 | 0.558 | 0.558 | 0.558 | 0.558 | 0.558 | 0.558 | 0.558 | 0.558 | 0.558 | 0.558 | 0.558 | 0.558 | 0.558 | 0.558 | 0.558 | 0.558 | 0.558 | 0.558 | 0.558 | 0.558 | 0.558 | 0.558 | 0.558 | 0.558 | 0.558 | 0.558 | 0.558 | 0.558 | 0.558 | 0.558 | 0.558 | 0.558 | 0.558 | 0.558 | 0.558 | 0.558
| MECOSCnO |  |  | 0.71
| 2020 | 2021 | 2022 | 2023 | 2024 | 2025 | 2026 | 2027 | 2028 | 2029 | 2030 | 2031 | 2032 | 2033 | 2034 | 2035 | 2036 | 2037 | 2038 | 2039 | 2040 | 2041 | 2042 | 2043 | 2044 | 2045 | 2046 | 2047 | 2048 | 2049 | 2050 | 2051 | 2052 | 2053 | 2054 | 2055:=
1 | 0.71 | 0.71 | 0.71 | 0.71 | 0.71 | 0.71 | 0.71 | 0.71 | 0.71 | 0.71 | 0.71 | 0.71 | 0.71 | 0.71 | 0.71 | 0.71 | 0.71 | 0.71 | 0.71 | 0.71 | 0.71 | 0.71 | 0.71 | 0.71 | 0.71 | 0.71 | 0.71 | 0.71 | 0.71 | 0.71 | 0.71 | 0.71 | 0.71 | 0.71 | 0.71 | 0.71
2 | 0.71 | 0.71 | 0.71 | 0.71 | 0.71 | 0.71 | 0.71 | 0.71 | 0.71 | 0.71 | 0.71 | 0.71 | 0.71 | 0.71 | 0.71 | 0.71 | 0.71 | 0.71 | 0.71 | 0.71 | 0.71 | 0.71 | 0.71 | 0.71 | 0.71 | 0.71 | 0.71 | 0.71 | 0.71 | 0.71 | 0.71 | 0.71 | 0.71 | 0.71 | 0.71 | 0.71
3 | 0.71 | 0.71 | 0.71 | 0.71 | 0.71 | 0.71 | 0.71 | 0.71 | 0.71 | 0.71 | 0.71 | 0.71 | 0.71 | 0.71 | 0.71 | 0.71 | 0.71 | 0.71 | 0.71 | 0.71 | 0.71 | 0.71 | 0.71 | 0.71 | 0.71 | 0.71 | 0.71 | 0.71 | 0.71 | 0.71 | 0.71 | 0.71 | 0.71 | 0.71 | 0.71 | 0.71
4 | 0.71 | 0.71 | 0.71 | 0.71 | 0.71 | 0.71 | 0.71 | 0.71 | 0.71 | 0.71 | 0.71 | 0.71 | 0.71 | 0.71 | 0.71 | 0.71 | 0.71 | 0.71 | 0.71 | 0.71 | 0.71 | 0.71 | 0.71 | 0.71 | 0.71 | 0.71 | 0.71 | 0.71 | 0.71 | 0.71 | 0.71 | 0.71 | 0.71 | 0.71 | 0.71 | 0.71
5 | 0.71 | 0.71 | 0.71 | 0.71 | 0.71 | 0.71 | 0.71 | 0.71 | 0.71 | 0.71 | 0.71 | 0.71 | 0.71 | 0.71 | 0.71 | 0.71 | 0.71 | 0.71 | 0.71 | 0.71 | 0.71 | 0.71 | 0.71 | 0.71 | 0.71 | 0.71 | 0.71 | 0.71 | 0.71 | 0.71 | 0.71 | 0.71 | 0.71 | 0.71 | 0.71 | 0.71
6 | 0.71 | 0.71 | 0.71 | 0.71 | 0.71 | 0.71 | 0.71 | 0.71 | 0.71 | 0.71 | 0.71 | 0.71 | 0.71 | 0.71 | 0.71 | 0.71 | 0.71 | 0.71 | 0.71 | 0.71 | 0.71 | 0.71 | 0.71 | 0.71 | 0.71 | 0.71 | 0.71 | 0.71 | 0.71 | 0.71 | 0.71 | 0.71 | 0.71 | 0.71 | 0.71 | 0.71
7 | 0.71 | 0.71 | 0.71 | 0.71 | 0.71 | 0.71 | 0.71 | 0.71 | 0.71 | 0.71 | 0.71 | 0.71 | 0.71 | 0.71 | 0.71 | 0.71 | 0.71 | 0.71 | 0.71 | 0.71 | 0.71 | 0.71 | 0.71 | 0.71 | 0.71 | 0.71 | 0.71 | 0.71 | 0.71 | 0.71 | 0.71 | 0.71 | 0.71 | 0.71 | 0.71 | 0.71
8 | 0.71 | 0.71 | 0.71 | 0.71 | 0.71 | 0.71 | 0.71 | 0.71 | 0.71 | 0.71 | 0.71 | 0.71 | 0.71 | 0.71 | 0.71 | 0.71 | 0.71 | 0.71 | 0.71 | 0.71 | 0.71 | 0.71 | 0.71 | 0.71 | 0.71 | 0.71 | 0.71 | 0.71 | 0.71 | 0.71 | 0.71 | 0.71 | 0.71 | 0.71 | 0.71 | 0.71
9 | 0.71 | 0.71 | 0.71 | 0.71 | 0.71 | 0.71 | 0.71 | 0.71 | 0.71 | 0.71 | 0.71 | 0.71 | 0.71 | 0.71 | 0.71 | 0.71 | 0.71 | 0.71 | 0.71 | 0.71 | 0.71 | 0.71 | 0.71 | 0.71 | 0.71 | 0.71 | 0.71 | 0.71 | 0.71 | 0.71 | 0.71 | 0.71 | 0.71 | 0.71 | 0.71 | 0.71
10 | 0.71 | 0.71 | 0.71 | 0.71 | 0.71 | 0.71 | 0.71 | 0.71 | 0.71 | 0.71 | 0.71 | 0.71 | 0.71 | 0.71 | 0.71 | 0.71 | 0.71 | 0.71 | 0.71 | 0.71 | 0.71 | 0.71 | 0.71 | 0.71 | 0.71 | 0.71 | 0.71 | 0.71 | 0.71 | 0.71 | 0.71 | 0.71 | 0.71 | 0.71 | 0.71 | 0.71
11 | 0.71 | 0.71 | 0.71 | 0.71 | 0.71 | 0.71 | 0.71 | 0.71 | 0.71 | 0.71 | 0.71 | 0.71 | 0.71 | 0.71 | 0.71 | 0.71 | 0.71 | 0.71 | 0.71 | 0.71 | 0.71 | 0.71 | 0.71 | 0.71 | 0.71 | 0.71 | 0.71 | 0.71 | 0.71 | 0.71 | 0.71 | 0.71 | 0.71 | 0.71 | 0.71 | 0.71
12 | 0.71 | 0.71 | 0.71 | 0.71 | 0.71 | 0.71 | 0.71 | 0.71 | 0.71 | 0.71 | 0.71 | 0.71 | 0.71 | 0.71 | 0.71 | 0.71 | 0.71 | 0.71 | 0.71 | 0.71 | 0.71 | 0.71 | 0.71 | 0.71 | 0.71 | 0.71 | 0.71 | 0.71 | 0.71 | 0.71 | 0.71 | 0.71 | 0.71 | 0.71 | 0.71 | 0.71
13 | 0.71 | 0.71 | 0.71 | 0.71 | 0.71 | 0.71 | 0.71 | 0.71 | 0.71 | 0.71 | 0.71 | 0.71 | 0.71 | 0.71 | 0.71 | 0.71 | 0.71 | 0.71 | 0.71 | 0.71 | 0.71 | 0.71 | 0.71 | 0.71 | 0.71 | 0.71 | 0.71 | 0.71 | 0.71 | 0.71 | 0.71 | 0.71 | 0.71 | 0.71 | 0.71 | 0.71
14 | 0.71 | 0.71 | 0.71 | 0.71 | 0.71 | 0.71 | 0.71 | 0.71 | 0.71 | 0.71 | 0.71 | 0.71 | 0.71 | 0.71 | 0.71 | 0.71 | 0.71 | 0.71 | 0.71 | 0.71 | 0.71 | 0.71 | 0.71 | 0.71 | 0.71 | 0.71 | 0.71 | 0.71 | 0.71 | 0.71 | 0.71 | 0.71 | 0.71 | 0.71 | 0.71 | 0.71
15 | 0.71 | 0.71 | 0.71 | 0.71 | 0.71 | 0.71 | 0.71 | 0.71 | 0.71 | 0.71 | 0.71 | 0.71 | 0.71 | 0.71 | 0.71 | 0.71 | 0.71 | 0.71 | 0.71 | 0.71 | 0.71 | 0.71 | 0.71 | 0.71 | 0.71 | 0.71 | 0.71 | 0.71 | 0.71 | 0.71 | 0.71 | 0.71 | 0.71 | 0.71 | 0.71 | 0.71
16 | 0.71 | 0.71 | 0.71 | 0.71 | 0.71 | 0.71 | 0.71 | 0.71 | 0.71 | 0.71 | 0.71 | 0.71 | 0.71 | 0.71 | 0.71 | 0.71 | 0.71 | 0.71 | 0.71 | 0.71 | 0.71 | 0.71 | 0.71 | 0.71 | 0.71 | 0.71 | 0.71 | 0.71 | 0.71 | 0.71 | 0.71 | 0.71 | 0.71 | 0.71 | 0.71 | 0.71
17 | 0.71 | 0.71 | 0.71 | 0.71 | 0.71 | 0.71 | 0.71 | 0.71 | 0.71 | 0.71 | 0.71 | 0.71 | 0.71 | 0.71 | 0.71 | 0.71 | 0.71 | 0.71 | 0.71 | 0.71 | 0.71 | 0.71 | 0.71 | 0.71 | 0.71 | 0.71 | 0.71 | 0.71 | 0.71 | 0.71 | 0.71 | 0.71 | 0.71 | 0.71 | 0.71 | 0.71
18 | 0.71 | 0.71 | 0.71 | 0.71 | 0.71 | 0.71 | 0.71 | 0.71 | 0.71 | 0.71 | 0.71 | 0.71 | 0.71 | 0.71 | 0.71 | 0.71 | 0.71 | 0.71 | 0.71 | 0.71 | 0.71 | 0.71 | 0.71 | 0.71 | 0.71 | 0.71 | 0.71 | 0.71 | 0.71 | 0.71 | 0.71 | 0.71 | 0.71 | 0.71 | 0.71 | 0.71
19 | 0.71 | 0.71 | 0.71 | 0.71 | 0.71 | 0.71 | 0.71 | 0.71 | 0.71 | 0.71 | 0.71 | 0.71 | 0.71 | 0.71 | 0.71 | 0.71 | 0.71 | 0.71 | 0.71 | 0.71 | 0.71 | 0.71 | 0.71 | 0.71 | 0.71 | 0.71 | 0.71 | 0.71 | 0.71 | 0.71 | 0.71 | 0.71 | 0.71 | 0.71 | 0.71 | 0.71
20 | 0.71 | 0.71 | 0.71 | 0.71 | 0.71 | 0.71 | 0.71 | 0.71 | 0.71 | 0.71 | 0.71 | 0.71 | 0.71 | 0.71 | 0.71 | 0.71 | 0.71 | 0.71 | 0.71 | 0.71 | 0.71 | 0.71 | 0.71 | 0.71 | 0.71 | 0.71 | 0.71 | 0.71 | 0.71 | 0.71 | 0.71 | 0.71 | 0.71 | 0.71 | 0.71 | 0.71
21 | 0.71 | 0.71 | 0.71 | 0.71 | 0.71 | 0.71 | 0.71 | 0.71 | 0.71 | 0.71 | 0.71 | 0.71 | 0.71 | 0.71 | 0.71 | 0.71 | 0.71 | 0.71 | 0.71 | 0.71 | 0.71 | 0.71 | 0.71 | 0.71 | 0.71 | 0.71 | 0.71 | 0.71 | 0.71 | 0.71 | 0.71 | 0.71 | 0.71 | 0.71 | 0.71 | 0.71
22 | 0.71 | 0.71 | 0.71 | 0.71 | 0.71 | 0.71 | 0.71 | 0.71 | 0.71 | 0.71 | 0.71 | 0.71 | 0.71 | 0.71 | 0.71 | 0.71 | 0.71 | 0.71 | 0.71 | 0.71 | 0.71 | 0.71 | 0.71 | 0.71 | 0.71 | 0.71 | 0.71 | 0.71 | 0.71 | 0.71 | 0.71 | 0.71 | 0.71 | 0.71 | 0.71 | 0.71
23 | 0.71 | 0.71 | 0.71 | 0.71 | 0.71 | 0.71 | 0.71 | 0.71 | 0.71 | 0.71 | 0.71 | 0.71 | 0.71 | 0.71 | 0.71 | 0.71 | 0.71 | 0.71 | 0.71 | 0.71 | 0.71 | 0.71 | 0.71 | 0.71 | 0.71 | 0.71 | 0.71 | 0.71 | 0.71 | 0.71 | 0.71 | 0.71 | 0.71 | 0.71 | 0.71 | 0.71
24 | 0.71 | 0.71 | 0.71 | 0.71 | 0.71 | 0.71 | 0.71 | 0.71 | 0.71 | 0.71 | 0.71 | 0.71 | 0.71 | 0.71 | 0.71 | 0.71 | 0.71 | 0.71 | 0.71 | 0.71 | 0.71 | 0.71 | 0.71 | 0.71 | 0.71 | 0.71 | 0.71 | 0.71 | 0.71 | 0.71 | 0.71 | 0.71 | 0.71 | 0.71 | 0.71 | 0.71
25 | 0.71 | 0.71 | 0.71 | 0.71 | 0.71 | 0.71 | 0.71 | 0.71 | 0.71 | 0.71 | 0.71 | 0.71 | 0.71 | 0.71 | 0.71 | 0.71 | 0.71 | 0.71 | 0.71 | 0.71 | 0.71 | 0.71 | 0.71 | 0.71 | 0.71 | 0.71 | 0.71 | 0.71 | 0.71 | 0.71 | 0.71 | 0.71 | 0.71 | 0.71 | 0.71 | 0.71
26 | 0.71 | 0.71 | 0.71 | 0.71 | 0.71 | 0.71 | 0.71 | 0.71 | 0.71 | 0.71 | 0.71 | 0.71 | 0.71 | 0.71 | 0.71 | 0.71 | 0.71 | 0.71 | 0.71 | 0.71 | 0.71 | 0.71 | 0.71 | 0.71 | 0.71 | 0.71 | 0.71 | 0.71 | 0.71 | 0.71 | 0.71 | 0.71 | 0.71 | 0.71 | 0.71 | 0.71
27 | 0.71 | 0.71 | 0.71 | 0.71 | 0.71 | 0.71 | 0.71 | 0.71 | 0.71 | 0.71 | 0.71 | 0.71 | 0.71 | 0.71 | 0.71 | 0.71 | 0.71 | 0.71 | 0.71 | 0.71 | 0.71 | 0.71 | 0.71 | 0.71 | 0.71 | 0.71 | 0.71 | 0.71 | 0.71 | 0.71 | 0.71 | 0.71 | 0.71 | 0.71 | 0.71 | 0.71
28 | 0.71 | 0.71 | 0.71 | 0.71 | 0.71 | 0.71 | 0.71 | 0.71 | 0.71 | 0.71 | 0.71 | 0.71 | 0.71 | 0.71 | 0.71 | 0.71 | 0.71 | 0.71 | 0.71 | 0.71 | 0.71 | 0.71 | 0.71 | 0.71 | 0.71 | 0.71 | 0.71 | 0.71 | 0.71 | 0.71 | 0.71 | 0.71 | 0.71 | 0.71 | 0.71 | 0.71
29 | 0.71 | 0.71 | 0.71 | 0.71 | 0.71 | 0.71 | 0.71 | 0.71 | 0.71 | 0.71 | 0.71 | 0.71 | 0.71 | 0.71 | 0.71 | 0.71 | 0.71 | 0.71 | 0.71 | 0.71 | 0.71 | 0.71 | 0.71 | 0.71 | 0.71 | 0.71 | 0.71 | 0.71 | 0.71 | 0.71 | 0.71 | 0.71 | 0.71 | 0.71 | 0.71 | 0.71
30 | 0.71 | 0.71 | 0.71 | 0.71 | 0.71 | 0.71 | 0.71 | 0.71 | 0.71 | 0.71 | 0.71 | 0.71 | 0.71 | 0.71 | 0.71 | 0.71 | 0.71 | 0.71 | 0.71 | 0.71 | 0.71 | 0.71 | 0.71 | 0.71 | 0.71 | 0.71 | 0.71 | 0.71 | 0.71 | 0.71 | 0.71 | 0.71 | 0.71 | 0.71 | 0.71 | 0.71
31 | 0.71 | 0.71 | 0.71 | 0.71 | 0.71 | 0.71 | 0.71 | 0.71 | 0.71 | 0.71 | 0.71 | 0.71 | 0.71 | 0.71 | 0.71 | 0.71 | 0.71 | 0.71 | 0.71 | 0.71 | 0.71 | 0.71 | 0.71 | 0.71 | 0.71 | 0.71 | 0.71 | 0.71 | 0.71 | 0.71 | 0.71 | 0.71 | 0.71 | 0.71 | 0.71 | 0.71
32 | 0.71 | 0.71 | 0.71 | 0.71 | 0.71 | 0.71 | 0.71 | 0.71 | 0.71 | 0.71 | 0.71 | 0.71 | 0.71 | 0.71 | 0.71 | 0.71 | 0.71 | 0.71 | 0.71 | 0.71 | 0.71 | 0.71 | 0.71 | 0.71 | 0.71 | 0.71 | 0.71 | 0.71 | 0.71 | 0.71 | 0.71 | 0.71 | 0.71 | 0.71 | 0.71 | 0.71
33 | 0.71 | 0.71 | 0.71 | 0.71 | 0.71 | 0.71 | 0.71 | 0.71 | 0.71 | 0.71 | 0.71 | 0.71 | 0.71 | 0.71 | 0.71 | 0.71 | 0.71 | 0.71 | 0.71 | 0.71 | 0.71 | 0.71 | 0.71 | 0.71 | 0.71 | 0.71 | 0.71 | 0.71 | 0.71 | 0.71 | 0.71 | 0.71 | 0.71 | 0.71 | 0.71 | 0.71
34 | 0.71 | 0.71 | 0.71 | 0.71 | 0.71 | 0.71 | 0.71 | 0.71 | 0.71 | 0.71 | 0.71 | 0.71 | 0.71 | 0.71 | 0.71 | 0.71 | 0.71 | 0.71 | 0.71 | 0.71 | 0.71 | 0.71 | 0.71 | 0.71 | 0.71 | 0.71 | 0.71 | 0.71 | 0.71 | 0.71 | 0.71 | 0.71 | 0.71 | 0.71 | 0.71 | 0.71
35 | 0.71 | 0.71 | 0.71 | 0.71 | 0.71 | 0.71 | 0.71 | 0.71 | 0.71 | 0.71 | 0.71 | 0.71 | 0.71 | 0.71 | 0.71 | 0.71 | 0.71 | 0.71 | 0.71 | 0.71 | 0.71 | 0.71 | 0.71 | 0.71 | 0.71 | 0.71 | 0.71 | 0.71 | 0.71 | 0.71 | 0.71 | 0.71 | 0.71 | 0.71 | 0.71 | 0.71
36 | 0.71 | 0.71 | 0.71 | 0.71 | 0.71 | 0.71 | 0.71 | 0.71 | 0.71 | 0.71 | 0.71 | 0.71 | 0.71 | 0.71 | 0.71 | 0.71 | 0.71 | 0.71 | 0.71 | 0.71 | 0.71 | 0.71 | 0.71 | 0.71 | 0.71 | 0.71 | 0.71 | 0.71 | 0.71 | 0.71 | 0.71 | 0.71 | 0.71 | 0.71 | 0.71 | 0.71
37 | 0.71 | 0.71 | 0.71 | 0.71 | 0.71 | 0.71 | 0.71 | 0.71 | 0.71 | 0.71 | 0.71 | 0.71 | 0.71 | 0.71 | 0.71 | 0.71 | 0.71 | 0.71 | 0.71 | 0.71 | 0.71 | 0.71 | 0.71 | 0.71 | 0.71 | 0.71 | 0.71 | 0.71 | 0.71 | 0.71 | 0.71 | 0.71 | 0.71 | 0.71 | 0.71 | 0.71
38 | 0.71 | 0.71 | 0.71 | 0.71 | 0.71 | 0.71 | 0.71 | 0.71 | 0.71 | 0.71 | 0.71 | 0.71 | 0.71 | 0.71 | 0.71 | 0.71 | 0.71 | 0.71 | 0.71 | 0.71 | 0.71 | 0.71 | 0.71 | 0.71 | 0.71 | 0.71 | 0.71 | 0.71 | 0.71 | 0.71 | 0.71 | 0.71 | 0.71 | 0.71 | 0.71 | 0.71
39 | 0.71 | 0.71 | 0.71 | 0.71 | 0.71 | 0.71 | 0.71 | 0.71 | 0.71 | 0.71 | 0.71 | 0.71 | 0.71 | 0.71 | 0.71 | 0.71 | 0.71 | 0.71 | 0.71 | 0.71 | 0.71 | 0.71 | 0.71 | 0.71 | 0.71 | 0.71 | 0.71 | 0.71 | 0.71 | 0.71 | 0.71 | 0.71 | 0.71 | 0.71 | 0.71 | 0.71
40 | 0.71 | 0.71 | 0.71 | 0.71 | 0.71 | 0.71 | 0.71 | 0.71 | 0.71 | 0.71 | 0.71 | 0.71 | 0.71 | 0.71 | 0.71 | 0.71 | 0.71 | 0.71 | 0.71 | 0.71 | 0.71 | 0.71 | 0.71 | 0.71 | 0.71 | 0.71 | 0.71 | 0.71 | 0.71 | 0.71 | 0.71 | 0.71 | 0.71 | 0.71 | 0.71 | 0.71
41 | 0.71 | 0.71 | 0.71 | 0.71 | 0.71 | 0.71 | 0.71 | 0.71 | 0.71 | 0.71 | 0.71 | 0.71 | 0.71 | 0.71 | 0.71 | 0.71 | 0.71 | 0.71 | 0.71 | 0.71 | 0.71 | 0.71 | 0.71 | 0.71 | 0.71 | 0.71 | 0.71 | 0.71 | 0.71 | 0.71 | 0.71 | 0.71 | 0.71 | 0.71 | 0.71 | 0.71
42 | 0.71 | 0.71 | 0.71 | 0.71 | 0.71 | 0.71 | 0.71 | 0.71 | 0.71 | 0.71 | 0.71 | 0.71 | 0.71 | 0.71 | 0.71 | 0.71 | 0.71 | 0.71 | 0.71 | 0.71 | 0.71 | 0.71 | 0.71 | 0.71 | 0.71 | 0.71 | 0.71 | 0.71 | 0.71 | 0.71 | 0.71 | 0.71 | 0.71 | 0.71 | 0.71 | 0.71
43 | 0.71 | 0.71 | 0.71 | 0.71 | 0.71 | 0.71 | 0.71 | 0.71 | 0.71 | 0.71 | 0.71 | 0.71 | 0.71 | 0.71 | 0.71 | 0.71 | 0.71 | 0.71 | 0.71 | 0.71 | 0.71 | 0.71 | 0.71 | 0.71 | 0.71 | 0.71 | 0.71 | 0.71 | 0.71 | 0.71 | 0.71 | 0.71 | 0.71 | 0.71 | 0.71 | 0.71
44 | 0.71 | 0.71 | 0.71 | 0.71 | 0.71 | 0.71 | 0.71 | 0.71 | 0.71 | 0.71 | 0.71 | 0.71 | 0.71 | 0.71 | 0.71 | 0.71 | 0.71 | 0.71 | 0.71 | 0.71 | 0.71 | 0.71 | 0.71 | 0.71 | 0.71 | 0.71 | 0.71 | 0.71 | 0.71 | 0.71 | 0.71 | 0.71 | 0.71 | 0.71 | 0.71 | 0.71
45 | 0.71 | 0.71 | 0.71 | 0.71 | 0.71 | 0.71 | 0.71 | 0.71 | 0.71 | 0.71 | 0.71 | 0.71 | 0.71 | 0.71 | 0.71 | 0.71 | 0.71 | 0.71 | 0.71 | 0.71 | 0.71 | 0.71 | 0.71 | 0.71 | 0.71 | 0.71 | 0.71 | 0.71 | 0.71 | 0.71 | 0.71 | 0.71 | 0.71 | 0.71 | 0.71 | 0.71
46 | 0.71 | 0.71 | 0.71 | 0.71 | 0.71 | 0.71 | 0.71 | 0.71 | 0.71 | 0.71 | 0.71 | 0.71 | 0.71 | 0.71 | 0.71 | 0.71 | 0.71 | 0.71 | 0.71 | 0.71 | 0.71 | 0.71 | 0.71 | 0.71 | 0.71 | 0.71 | 0.71 | 0.71 | 0.71 | 0.71 | 0.71 | 0.71 | 0.71 | 0.71 | 0.71 | 0.71
47 | 0.71 | 0.71 | 0.71 | 0.71 | 0.71 | 0.71 | 0.71 | 0.71 | 0.71 | 0.71 | 0.71 | 0.71 | 0.71 | 0.71 | 0.71 | 0.71 | 0.71 | 0.71 | 0.71 | 0.71 | 0.71 | 0.71 | 0.71 | 0.71 | 0.71 | 0.71 | 0.71 | 0.71 | 0.71 | 0.71 | 0.71 | 0.71 | 0.71 | 0.71 | 0.71 | 0.71
48 | 0.71 | 0.71 | 0.71 | 0.71 | 0.71 | 0.71 | 0.71 | 0.71 | 0.71 | 0.71 | 0.71 | 0.71 | 0.71 | 0.71 | 0.71 | 0.71 | 0.71 | 0.71 | 0.71 | 0.71 | 0.71 | 0.71 | 0.71 | 0.71 | 0.71 | 0.71 | 0.71 | 0.71 | 0.71 | 0.71 | 0.71 | 0.71 | 0.71 | 0.71 | 0.71 | 0.71
49 | 0.71 | 0.71 | 0.71 | 0.71 | 0.71 | 0.71 | 0.71 | 0.71 | 0.71 | 0.71 | 0.71 | 0.71 | 0.71 | 0.71 | 0.71 | 0.71 | 0.71 | 0.71 | 0.71 | 0.71 | 0.71 | 0.71 | 0.71 | 0.71 | 0.71 | 0.71 | 0.71 | 0.71 | 0.71 | 0.71 | 0.71 | 0.71 | 0.71 | 0.71 | 0.71 | 0.71
50 | 0.71 | 0.71 | 0.71 | 0.71 | 0.71 | 0.71 | 0.71 | 0.71 | 0.71 | 0.71 | 0.71 | 0.71 | 0.71 | 0.71 | 0.71 | 0.71 | 0.71 | 0.71 | 0.71 | 0.71 | 0.71 | 0.71 | 0.71 | 0.71 | 0.71 | 0.71 | 0.71 | 0.71 | 0.71 | 0.71 | 0.71 | 0.71 | 0.71 | 0.71 | 0.71 | 0.71
51 | 0.71 | 0.71 | 0.71 | 0.71 | 0.71 | 0.71 | 0.71 | 0.71 | 0.71 | 0.71 | 0.71 | 0.71 | 0.71 | 0.71 | 0.71 | 0.71 | 0.71 | 0.71 | 0.71 | 0.71 | 0.71 | 0.71 | 0.71 | 0.71 | 0.71 | 0.71 | 0.71 | 0.71 | 0.71 | 0.71 | 0.71 | 0.71 | 0.71 | 0.71 | 0.71 | 0.71
52 | 0.71 | 0.71 | 0.71 | 0.71 | 0.71 | 0.71 | 0.71 | 0.71 | 0.71 | 0.71 | 0.71 | 0.71 | 0.71 | 0.71 | 0.71 | 0.71 | 0.71 | 0.71 | 0.71 | 0.71 | 0.71 | 0.71 | 0.71 | 0.71 | 0.71 | 0.71 | 0.71 | 0.71 | 0.71 | 0.71 | 0.71 | 0.71 | 0.71 | 0.71 | 0.71 | 0.71
| MEPCOSCNI0 |  |  | 0.71
| 2020 | 2021 | 2022 | 2023 | 2024 | 2025 | 2026 | 2027 | 2028 | 2029 | 2030 | 2031 | 2032 | 2033 | 2034 | 2035 | 2036 | 2037 | 2038 | 2039 | 2040 | 2041 | 2042 | 2043 | 2044 | 2045 | 2046 | 2047 | 2048 | 2049 | 2050 | 2051 | 2052 | 2053 | 2054 | 2055:=
1 | 0.71 | 0.71 | 0.71 | 0.71 | 0.71 | 0.71 | 0.71 | 0.71 | 0.71 | 0.71 | 0.71 | 0.71 | 0.71 | 0.71 | 0.71 | 0.71 | 0.71 | 0.71 | 0.71 | 0.71 | 0.71 | 0.71 | 0.71 | 0.71 | 0.71 | 0.71 | 0.71 | 0.71 | 0.71 | 0.71 | 0.71 | 0.71 | 0.71 | 0.71 | 0.71 | 0.71
2 | 0.71 | 0.71 | 0.71 | 0.71 | 0.71 | 0.71 | 0.71 | 0.71 | 0.71 | 0.71 | 0.71 | 0.71 | 0.71 | 0.71 | 0.71 | 0.71 | 0.71 | 0.71 | 0.71 | 0.71 | 0.71 | 0.71 | 0.71 | 0.71 | 0.71 | 0.71 | 0.71 | 0.71 | 0.71 | 0.71 | 0.71 | 0.71 | 0.71 | 0.71 | 0.71 | 0.71
3 | 0.71 | 0.71 | 0.71 | 0.71 | 0.71 | 0.71 | 0.71 | 0.71 | 0.71 | 0.71 | 0.71 | 0.71 | 0.71 | 0.71 | 0.71 | 0.71 | 0.71 | 0.71 | 0.71 | 0.71 | 0.71 | 0.71 | 0.71 | 0.71 | 0.71 | 0.71 | 0.71 | 0.71 | 0.71 | 0.71 | 0.71 | 0.71 | 0.71 | 0.71 | 0.71 | 0.71
4 | 0.71 | 0.71 | 0.71 | 0.71 | 0.71 | 0.71 | 0.71 | 0.71 | 0.71 | 0.71 | 0.71 | 0.71 | 0.71 | 0.71 | 0.71 | 0.71 | 0.71 | 0.71 | 0.71 | 0.71 | 0.71 | 0.71 | 0.71 | 0.71 | 0.71 | 0.71 | 0.71 | 0.71 | 0.71 | 0.71 | 0.71 | 0.71 | 0.71 | 0.71 | 0.71 | 0.71
5 | 0.71 | 0.71 | 0.71 | 0.71 | 0.71 | 0.71 | 0.71 | 0.71 | 0.71 | 0.71 | 0.71 | 0.71 | 0.71 | 0.71 | 0.71 | 0.71 | 0.71 | 0.71 | 0.71 | 0.71 | 0.71 | 0.71 | 0.71 | 0.71 | 0.71 | 0.71 | 0.71 | 0.71 | 0.71 | 0.71 | 0.71 | 0.71 | 0.71 | 0.71 | 0.71 | 0.71
6 | 0.71 | 0.71 | 0.71 | 0.71 | 0.71 | 0.71 | 0.71 | 0.71 | 0.71 | 0.71 | 0.71 | 0.71 | 0.71 | 0.71 | 0.71 | 0.71 | 0.71 | 0.71 | 0.71 | 0.71 | 0.71 | 0.71 | 0.71 | 0.71 | 0.71 | 0.71 | 0.71 | 0.71 | 0.71 | 0.71 | 0.71 | 0.71 | 0.71 | 0.71 | 0.71 | 0.71
7 | 0.71 | 0.71 | 0.71 | 0.71 | 0.71 | 0.71 | 0.71 | 0.71 | 0.71 | 0.71 | 0.71 | 0.71 | 0.71 | 0.71 | 0.71 | 0.71 | 0.71 | 0.71 | 0.71 | 0.71 | 0.71 | 0.71 | 0.71 | 0.71 | 0.71 | 0.71 | 0.71 | 0.71 | 0.71 | 0.71 | 0.71 | 0.71 | 0.71 | 0.71 | 0.71 | 0.71
8 | 0.71 | 0.71 | 0.71 | 0.71 | 0.71 | 0.71 | 0.71 | 0.71 | 0.71 | 0.71 | 0.71 | 0.71 | 0.71 | 0.71 | 0.71 | 0.71 | 0.71 | 0.71 | 0.71 | 0.71 | 0.71 | 0.71 | 0.71 | 0.71 | 0.71 | 0.71 | 0.71 | 0.71 | 0.71 | 0.71 | 0.71 | 0.71 | 0.71 | 0.71 | 0.71 | 0.71
9 | 0.71 | 0.71 | 0.71 | 0.71 | 0.71 | 0.71 | 0.71 | 0.71 | 0.71 | 0.71 | 0.71 | 0.71 | 0.71 | 0.71 | 0.71 | 0.71 | 0.71 | 0.71 | 0.71 | 0.71 | 0.71 | 0.71 | 0.71 | 0.71 | 0.71 | 0.71 | 0.71 | 0.71 | 0.71 | 0.71 | 0.71 | 0.71 | 0.71 | 0.71 | 0.71 | 0.71
10 | 0.71 | 0.71 | 0.71 | 0.71 | 0.71 | 0.71 | 0.71 | 0.71 | 0.71 | 0.71 | 0.71 | 0.71 | 0.71 | 0.71 | 0.71 | 0.71 | 0.71 | 0.71 | 0.71 | 0.71 | 0.71 | 0.71 | 0.71 | 0.71 | 0.71 | 0.71 | 0.71 | 0.71 | 0.71 | 0.71 | 0.71 | 0.71 | 0.71 | 0.71 | 0.71 | 0.71
11 | 0.71 | 0.71 | 0.71 | 0.71 | 0.71 | 0.71 | 0.71 | 0.71 | 0.71 | 0.71 | 0.71 | 0.71 | 0.71 | 0.71 | 0.71 | 0.71 | 0.71 | 0.71 | 0.71 | 0.71 | 0.71 | 0.71 | 0.71 | 0.71 | 0.71 | 0.71 | 0.71 | 0.71 | 0.71 | 0.71 | 0.71 | 0.71 | 0.71 | 0.71 | 0.71 | 0.71
12 | 0.71 | 0.71 | 0.71 | 0.71 | 0.71 | 0.71 | 0.71 | 0.71 | 0.71 | 0.71 | 0.71 | 0.71 | 0.71 | 0.71 | 0.71 | 0.71 | 0.71 | 0.71 | 0.71 | 0.71 | 0.71 | 0.71 | 0.71 | 0.71 | 0.71 | 0.71 | 0.71 | 0.71 | 0.71 | 0.71 | 0.71 | 0.71 | 0.71 | 0.71 | 0.71 | 0.71
13 | 0.71 | 0.71 | 0.71 | 0.71 | 0.71 | 0.71 | 0.71 | 0.71 | 0.71 | 0.71 | 0.71 | 0.71 | 0.71 | 0.71 | 0.71 | 0.71 | 0.71 | 0.71 | 0.71 | 0.71 | 0.71 | 0.71 | 0.71 | 0.71 | 0.71 | 0.71 | 0.71 | 0.71 | 0.71 | 0.71 | 0.71 | 0.71 | 0.71 | 0.71 | 0.71 | 0.71
14 | 0.71 | 0.71 | 0.71 | 0.71 | 0.71 | 0.71 | 0.71 | 0.71 | 0.71 | 0.71 | 0.71 | 0.71 | 0.71 | 0.71 | 0.71 | 0.71 | 0.71 | 0.71 | 0.71 | 0.71 | 0.71 | 0.71 | 0.71 | 0.71 | 0.71 | 0.71 | 0.71 | 0.71 | 0.71 | 0.71 | 0.71 | 0.71 | 0.71 | 0.71 | 0.71 | 0.71
15 | 0.71 | 0.71 | 0.71 | 0.71 | 0.71 | 0.71 | 0.71 | 0.71 | 0.71 | 0.71 | 0.71 | 0.71 | 0.71 | 0.71 | 0.71 | 0.71 | 0.71 | 0.71 | 0.71 | 0.71 | 0.71 | 0.71 | 0.71 | 0.71 | 0.71 | 0.71 | 0.71 | 0.71 | 0.71 | 0.71 | 0.71 | 0.71 | 0.71 | 0.71 | 0.71 | 0.71
16 | 0.71 | 0.71 | 0.71 | 0.71 | 0.71 | 0.71 | 0.71 | 0.71 | 0.71 | 0.71 | 0.71 | 0.71 | 0.71 | 0.71 | 0.71 | 0.71 | 0.71 | 0.71 | 0.71 | 0.71 | 0.71 | 0.71 | 0.71 | 0.71 | 0.71 | 0.71 | 0.71 | 0.71 | 0.71 | 0.71 | 0.71 | 0.71 | 0.71 | 0.71 | 0.71 | 0.71
17 | 0.71 | 0.71 | 0.71 | 0.71 | 0.71 | 0.71 | 0.71 | 0.71 | 0.71 | 0.71 | 0.71 | 0.71 | 0.71 | 0.71 | 0.71 | 0.71 | 0.71 | 0.71 | 0.71 | 0.71 | 0.71 | 0.71 | 0.71 | 0.71 | 0.71 | 0.71 | 0.71 | 0.71 | 0.71 | 0.71 | 0.71 | 0.71 | 0.71 | 0.71 | 0.71 | 0.71
18 | 0.71 | 0.71 | 0.71 | 0.71 | 0.71 | 0.71 | 0.71 | 0.71 | 0.71 | 0.71 | 0.71 | 0.71 | 0.71 | 0.71 | 0.71 | 0.71 | 0.71 | 0.71 | 0.71 | 0.71 | 0.71 | 0.71 | 0.71 | 0.71 | 0.71 | 0.71 | 0.71 | 0.71 | 0.71 | 0.71 | 0.71 | 0.71 | 0.71 | 0.71 | 0.71 | 0.71
19 | 0.71 | 0.71 | 0.71 | 0.71 | 0.71 | 0.71 | 0.71 | 0.71 | 0.71 | 0.71 | 0.71 | 0.71 | 0.71 | 0.71 | 0.71 | 0.71 | 0.71 | 0.71 | 0.71 | 0.71 | 0.71 | 0.71 | 0.71 | 0.71 | 0.71 | 0.71 | 0.71 | 0.71 | 0.71 | 0.71 | 0.71 | 0.71 | 0.71 | 0.71 | 0.71 | 0.71
20 | 0.71 | 0.71 | 0.71 | 0.71 | 0.71 | 0.71 | 0.71 | 0.71 | 0.71 | 0.71 | 0.71 | 0.71 | 0.71 | 0.71 | 0.71 | 0.71 | 0.71 | 0.71 | 0.71 | 0.71 | 0.71 | 0.71 | 0.71 | 0.71 | 0.71 | 0.71 | 0.71 | 0.71 | 0.71 | 0.71 | 0.71 | 0.71 | 0.71 | 0.71 | 0.71 | 0.71
21 | 0.71 | 0.71 | 0.71 | 0.71 | 0.71 | 0.71 | 0.71 | 0.71 | 0.71 | 0.71 | 0.71 | 0.71 | 0.71 | 0.71 | 0.71 | 0.71 | 0.71 | 0.71 | 0.71 | 0.71 | 0.71 | 0.71 | 0.71 | 0.71 | 0.71 | 0.71 | 0.71 | 0.71 | 0.71 | 0.71 | 0.71 | 0.71 | 0.71 | 0.71 | 0.71 | 0.71
22 | 0.71 | 0.71 | 0.71 | 0.71 | 0.71 | 0.71 | 0.71 | 0.71 | 0.71 | 0.71 | 0.71 | 0.71 | 0.71 | 0.71 | 0.71 | 0.71 | 0.71 | 0.71 | 0.71 | 0.71 | 0.71 | 0.71 | 0.71 | 0.71 | 0.71 | 0.71 | 0.71 | 0.71 | 0.71 | 0.71 | 0.71 | 0.71 | 0.71 | 0.71 | 0.71 | 0.71
23 | 0.71 | 0.71 | 0.71 | 0.71 | 0.71 | 0.71 | 0.71 | 0.71 | 0.71 | 0.71 | 0.71 | 0.71 | 0.71 | 0.71 | 0.71 | 0.71 | 0.71 | 0.71 | 0.71 | 0.71 | 0.71 | 0.71 | 0.71 | 0.71 | 0.71 | 0.71 | 0.71 | 0.71 | 0.71 | 0.71 | 0.71 | 0.71 | 0.71 | 0.71 | 0.71 | 0.71
24 | 0.71 | 0.71 | 0.71 | 0.71 | 0.71 | 0.71 | 0.71 | 0.71 | 0.71 | 0.71 | 0.71 | 0.71 | 0.71 | 0.71 | 0.71 | 0.71 | 0.71 | 0.71 | 0.71 | 0.71 | 0.71 | 0.71 | 0.71 | 0.71 | 0.71 | 0.71 | 0.71 | 0.71 | 0.71 | 0.71 | 0.71 | 0.71 | 0.71 | 0.71 | 0.71 | 0.71
25 | 0.71 | 0.71 | 0.71 | 0.71 | 0.71 | 0.71 | 0.71 | 0.71 | 0.71 | 0.71 | 0.71 | 0.71 | 0.71 | 0.71 | 0.71 | 0.71 | 0.71 | 0.71 | 0.71 | 0.71 | 0.71 | 0.71 | 0.71 | 0.71 | 0.71 | 0.71 | 0.71 | 0.71 | 0.71 | 0.71 | 0.71 | 0.71 | 0.71 | 0.71 | 0.71 | 0.71
26 | 0.71 | 0.71 | 0.71 | 0.71 | 0.71 | 0.71 | 0.71 | 0.71 | 0.71 | 0.71 | 0.71 | 0.71 | 0.71 | 0.71 | 0.71 | 0.71 | 0.71 | 0.71 | 0.71 | 0.71 | 0.71 | 0.71 | 0.71 | 0.71 | 0.71 | 0.71 | 0.71 | 0.71 | 0.71 | 0.71 | 0.71 | 0.71 | 0.71 | 0.71 | 0.71 | 0.71
27 | 0.71 | 0.71 | 0.71 | 0.71 | 0.71 | 0.71 | 0.71 | 0.71 | 0.71 | 0.71 | 0.71 | 0.71 | 0.71 | 0.71 | 0.71 | 0.71 | 0.71 | 0.71 | 0.71 | 0.71 | 0.71 | 0.71 | 0.71 | 0.71 | 0.71 | 0.71 | 0.71 | 0.71 | 0.71 | 0.71 | 0.71 | 0.71 | 0.71 | 0.71 | 0.71 | 0.71
28 | 0.71 | 0.71 | 0.71 | 0.71 | 0.71 | 0.71 | 0.71 | 0.71 | 0.71 | 0.71 | 0.71 | 0.71 | 0.71 | 0.71 | 0.71 | 0.71 | 0.71 | 0.71 | 0.71 | 0.71 | 0.71 | 0.71 | 0.71 | 0.71 | 0.71 | 0.71 | 0.71 | 0.71 | 0.71 | 0.71 | 0.71 | 0.71 | 0.71 | 0.71 | 0.71 | 0.71
29 | 0.71 | 0.71 | 0.71 | 0.71 | 0.71 | 0.71 | 0.71 | 0.71 | 0.71 | 0.71 | 0.71 | 0.71 | 0.71 | 0.71 | 0.71 | 0.71 | 0.71 | 0.71 | 0.71 | 0.71 | 0.71 | 0.71 | 0.71 | 0.71 | 0.71 | 0.71 | 0.71 | 0.71 | 0.71 | 0.71 | 0.71 | 0.71 | 0.71 | 0.71 | 0.71 | 0.71
30 | 0.71 | 0.71 | 0.71 | 0.71 | 0.71 | 0.71 | 0.71 | 0.71 | 0.71 | 0.71 | 0.71 | 0.71 | 0.71 | 0.71 | 0.71 | 0.71 | 0.71 | 0.71 | 0.71 | 0.71 | 0.71 | 0.71 | 0.71 | 0.71 | 0.71 | 0.71 | 0.71 | 0.71 | 0.71 | 0.71 | 0.71 | 0.71 | 0.71 | 0.71 | 0.71 | 0.71
31 | 0.71 | 0.71 | 0.71 | 0.71 | 0.71 | 0.71 | 0.71 | 0.71 | 0.71 | 0.71 | 0.71 | 0.71 | 0.71 | 0.71 | 0.71 | 0.71 | 0.71 | 0.71 | 0.71 | 0.71 | 0.71 | 0.71 | 0.71 | 0.71 | 0.71 | 0.71 | 0.71 | 0.71 | 0.71 | 0.71 | 0.71 | 0.71 | 0.71 | 0.71 | 0.71 | 0.71
32 | 0.71 | 0.71 | 0.71 | 0.71 | 0.71 | 0.71 | 0.71 | 0.71 | 0.71 | 0.71 | 0.71 | 0.71 | 0.71 | 0.71 | 0.71 | 0.71 | 0.71 | 0.71 | 0.71 | 0.71 | 0.71 | 0.71 | 0.71 | 0.71 | 0.71 | 0.71 | 0.71 | 0.71 | 0.71 | 0.71 | 0.71 | 0.71 | 0.71 | 0.71 | 0.71 | 0.71
33 | 0.71 | 0.71 | 0.71 | 0.71 | 0.71 | 0.71 | 0.71 | 0.71 | 0.71 | 0.71 | 0.71 | 0.71 | 0.71 | 0.71 | 0.71 | 0.71 | 0.71 | 0.71 | 0.71 | 0.71 | 0.71 | 0.71 | 0.71 | 0.71 | 0.71 | 0.71 | 0.71 | 0.71 | 0.71 | 0.71 | 0.71 | 0.71 | 0.71 | 0.71 | 0.71 | 0.71
34 | 0.71 | 0.71 | 0.71 | 0.71 | 0.71 | 0.71 | 0.71 | 0.71 | 0.71 | 0.71 | 0.71 | 0.71 | 0.71 | 0.71 | 0.71 | 0.71 | 0.71 | 0.71 | 0.71 | 0.71 | 0.71 | 0.71 | 0.71 | 0.71 | 0.71 | 0.71 | 0.71 | 0.71 | 0.71 | 0.71 | 0.71 | 0.71 | 0.71 | 0.71 | 0.71 | 0.71
35 | 0.71 | 0.71 | 0.71 | 0.71 | 0.71 | 0.71 | 0.71 | 0.71 | 0.71 | 0.71 | 0.71 | 0.71 | 0.71 | 0.71 | 0.71 | 0.71 | 0.71 | 0.71 | 0.71 | 0.71 | 0.71 | 0.71 | 0.71 | 0.71 | 0.71 | 0.71 | 0.71 | 0.71 | 0.71 | 0.71 | 0.71 | 0.71 | 0.71 | 0.71 | 0.71 | 0.71
36 | 0.71 | 0.71 | 0.71 | 0.71 | 0.71 | 0.71 | 0.71 | 0.71 | 0.71 | 0.71 | 0.71 | 0.71 | 0.71 | 0.71 | 0.71 | 0.71 | 0.71 | 0.71 | 0.71 | 0.71 | 0.71 | 0.71 | 0.71 | 0.71 | 0.71 | 0.71 | 0.71 | 0.71 | 0.71 | 0.71 | 0.71 | 0.71 | 0.71 | 0.71 | 0.71 | 0.71
37 | 0.71 | 0.71 | 0.71 | 0.71 | 0.71 | 0.71 | 0.71 | 0.71 | 0.71 | 0.71 | 0.71 | 0.71 | 0.71 | 0.71 | 0.71 | 0.71 | 0.71 | 0.71 | 0.71 | 0.71 | 0.71 | 0.71 | 0.71 | 0.71 | 0.71 | 0.71 | 0.71 | 0.71 | 0.71 | 0.71 | 0.71 | 0.71 | 0.71 | 0.71 | 0.71 | 0.71
38 | 0.71 | 0.71 | 0.71 | 0.71 | 0.71 | 0.71 | 0.71 | 0.71 | 0.71 | 0.71 | 0.71 | 0.71 | 0.71 | 0.71 | 0.71 | 0.71 | 0.71 | 0.71 | 0.71 | 0.71 | 0.71 | 0.71 | 0.71 | 0.71 | 0.71 | 0.71 | 0.71 | 0.71 | 0.71 | 0.71 | 0.71 | 0.71 | 0.71 | 0.71 | 0.71 | 0.71
39 | 0.71 | 0.71 | 0.71 | 0.71 | 0.71 | 0.71 | 0.71 | 0.71 | 0.71 | 0.71 | 0.71 | 0.71 | 0.71 | 0.71 | 0.71 | 0.71 | 0.71 | 0.71 | 0.71 | 0.71 | 0.71 | 0.71 | 0.71 | 0.71 | 0.71 | 0.71 | 0.71 | 0.71 | 0.71 | 0.71 | 0.71 | 0.71 | 0.71 | 0.71 | 0.71 | 0.71
40 | 0.71 | 0.71 | 0.71 | 0.71 | 0.71 | 0.71 | 0.71 | 0.71 | 0.71 | 0.71 | 0.71 | 0.71 | 0.71 | 0.71 | 0.71 | 0.71 | 0.71 | 0.71 | 0.71 | 0.71 | 0.71 | 0.71 | 0.71 | 0.71 | 0.71 | 0.71 | 0.71 | 0.71 | 0.71 | 0.71 | 0.71 | 0.71 | 0.71 | 0.71 | 0.71 | 0.71
41 | 0.71 | 0.71 | 0.71 | 0.71 | 0.71 | 0.71 | 0.71 | 0.71 | 0.71 | 0.71 | 0.71 | 0.71 | 0.71 | 0.71 | 0.71 | 0.71 | 0.71 | 0.71 | 0.71 | 0.71 | 0.71 | 0.71 | 0.71 | 0.71 | 0.71 | 0.71 | 0.71 | 0.71 | 0.71 | 0.71 | 0.71 | 0.71 | 0.71 | 0.71 | 0.71 | 0.71
42 | 0.71 | 0.71 | 0.71 | 0.71 | 0.71 | 0.71 | 0.71 | 0.71 | 0.71 | 0.71 | 0.71 | 0.71 | 0.71 | 0.71 | 0.71 | 0.71 | 0.71 | 0.71 | 0.71 | 0.71 | 0.71 | 0.71 | 0.71 | 0.71 | 0.71 | 0.71 | 0.71 | 0.71 | 0.71 | 0.71 | 0.71 | 0.71 | 0.71 | 0.71 | 0.71 | 0.71
43 | 0.71 | 0.71 | 0.71 | 0.71 | 0.71 | 0.71 | 0.71 | 0.71 | 0.71 | 0.71 | 0.71 | 0.71 | 0.71 | 0.71 | 0.71 | 0.71 | 0.71 | 0.71 | 0.71 | 0.71 | 0.71 | 0.71 | 0.71 | 0.71 | 0.71 | 0.71 | 0.71 | 0.71 | 0.71 | 0.71 | 0.71 | 0.71 | 0.71 | 0.71 | 0.71 | 0.71
44 | 0.71 | 0.71 | 0.71 | 0.71 | 0.71 | 0.71 | 0.71 | 0.71 | 0.71 | 0.71 | 0.71 | 0.71 | 0.71 | 0.71 | 0.71 | 0.71 | 0.71 | 0.71 | 0.71 | 0.71 | 0.71 | 0.71 | 0.71 | 0.71 | 0.71 | 0.71 | 0.71 | 0.71 | 0.71 | 0.71 | 0.71 | 0.71 | 0.71 | 0.71 | 0.71 | 0.71
45 | 0.71 | 0.71 | 0.71 | 0.71 | 0.71 | 0.71 | 0.71 | 0.71 | 0.71 | 0.71 | 0.71 | 0.71 | 0.71 | 0.71 | 0.71 | 0.71 | 0.71 | 0.71 | 0.71 | 0.71 | 0.71 | 0.71 | 0.71 | 0.71 | 0.71 | 0.71 | 0.71 | 0.71 | 0.71 | 0.71 | 0.71 | 0.71 | 0.71 | 0.71 | 0.71 | 0.71
46 | 0.71 | 0.71 | 0.71 | 0.71 | 0.71 | 0.71 | 0.71 | 0.71 | 0.71 | 0.71 | 0.71 | 0.71 | 0.71 | 0.71 | 0.71 | 0.71 | 0.71 | 0.71 | 0.71 | 0.71 | 0.71 | 0.71 | 0.71 | 0.71 | 0.71 | 0.71 | 0.71 | 0.71 | 0.71 | 0.71 | 0.71 | 0.71 | 0.71 | 0.71 | 0.71 | 0.71
47 | 0.71 | 0.71 | 0.71 | 0.71 | 0.71 | 0.71 | 0.71 | 0.71 | 0.71 | 0.71 | 0.71 | 0.71 | 0.71 | 0.71 | 0.71 | 0.71 | 0.71 | 0.71 | 0.71 | 0.71 | 0.71 | 0.71 | 0.71 | 0.71 | 0.71 | 0.71 | 0.71 | 0.71 | 0.71 | 0.71 | 0.71 | 0.71 | 0.71 | 0.71 | 0.71 | 0.71
48 | 0.71 | 0.71 | 0.71 | 0.71 | 0.71 | 0.71 | 0.71 | 0.71 | 0.71 | 0.71 | 0.71 | 0.71 | 0.71 | 0.71 | 0.71 | 0.71 | 0.71 | 0.71 | 0.71 | 0.71 | 0.71 | 0.71 | 0.71 | 0.71 | 0.71 | 0.71 | 0.71 | 0.71 | 0.71 | 0.71 | 0.71 | 0.71 | 0.71 | 0.71 | 0.71 | 0.71
49 | 0.71 | 0.71 | 0.71 | 0.71 | 0.71 | 0.71 | 0.71 | 0.71 | 0.71 | 0.71 | 0.71 | 0.71 | 0.71 | 0.71 | 0.71 | 0.71 | 0.71 | 0.71 | 0.71 | 0.71 | 0.71 | 0.71 | 0.71 | 0.71 | 0.71 | 0.71 | 0.71 | 0.71 | 0.71 | 0.71 | 0.71 | 0.71 | 0.71 | 0.71 | 0.71 | 0.71
50 | 0.71 | 0.71 | 0.71 | 0.71 | 0.71 | 0.71 | 0.71 | 0.71 | 0.71 | 0.71 | 0.71 | 0.71 | 0.71 | 0.71 | 0.71 | 0.71 | 0.71 | 0.71 | 0.71 | 0.71 | 0.71 | 0.71 | 0.71 | 0.71 | 0.71 | 0.71 | 0.71 | 0.71 | 0.71 | 0.71 | 0.71 | 0.71 | 0.71 | 0.71 | 0.71 | 0.71
51 | 0.71 | 0.71 | 0.71 | 0.71 | 0.71 | 0.71 | 0.71 | 0.71 | 0.71 | 0.71 | 0.71 | 0.71 | 0.71 | 0.71 | 0.71 | 0.71 | 0.71 | 0.71 | 0.71 | 0.71 | 0.71 | 0.71 | 0.71 | 0.71 | 0.71 | 0.71 | 0.71 | 0.71 | 0.71 | 0.71 | 0.71 | 0.71 | 0.71 | 0.71 | 0.71 | 0.71
52 | 0.71 | 0.71 | 0.71 | 0.71 | 0.71 | 0.71 | 0.71 | 0.71 | 0.71 | 0.71 | 0.71 | 0.71 | 0.71 | 0.71 | 0.71 | 0.71 | 0.71 | 0.71 | 0.71 | 0.71 | 0.71 | 0.71 | 0.71 | 0.71 | 0.71 | 0.71 | 0.71 | 0.71 | 0.71 | 0.71 | 0.71 | 0.71 | 0.71 | 0.71 | 0.71 | 0.71
Kosovo
| XKPCOSCHO0 |  |  | 0.747
| 2020 | 2021 | 2022 | 2023 | 2024 | 2025 | 2026 | 2027 | 2028 | 2029 | 2030 | 2031 | 2032 | 2033 | 2034 | 2035 | 2036 | 2037 | 2038 | 2039 | 2040 | 2041 | 2042 | 2043 | 2044 | 2045 | 2046 | 2047 | 2048 | 2049 | 2050 | 2051 | 2052 | 2053 | 2054 | 2055:=
1 | 0.747 | 0.747 | 0.747 | 0.747 | 0.747 | 0.747 | 0.747 | 0.747 | 0.747 | 0.747 | 0.747 | 0.747 | 0.747 | 0.747 | 0.747 | 0.747 | 0.747 | 0.747 | 0.747 | 0.747 | 0.747 | 0.747 | 0.747 | 0.747 | 0.747 | 0.747 | 0.747 | 0.747 | 0.747 | 0.747 | 0.747 | 0.747 | 0.747 | 0.747 | 0.747 | 0.747
2 | 0.747 | 0.747 | 0.747 | 0.747 | 0.747 | 0.747 | 0.747 | 0.747 | 0.747 | 0.747 | 0.747 | 0.747 | 0.747 | 0.747 | 0.747 | 0.747 | 0.747 | 0.747 | 0.747 | 0.747 | 0.747 | 0.747 | 0.747 | 0.747 | 0.747 | 0.747 | 0.747 | 0.747 | 0.747 | 0.747 | 0.747 | 0.747 | 0.747 | 0.747 | 0.747 | 0.747
3 | 0.747 | 0.747 | 0.747 | 0.747 | 0.747 | 0.747 | 0.747 | 0.747 | 0.747 | 0.747 | 0.747 | 0.747 | 0.747 | 0.747 | 0.747 | 0.747 | 0.747 | 0.747 | 0.747 | 0.747 | 0.747 | 0.747 | 0.747 | 0.747 | 0.747 | 0.747 | 0.747 | 0.747 | 0.747 | 0.747 | 0.747 | 0.747 | 0.747 | 0.747 | 0.747 | 0.747
4 | 0.747 | 0.747 | 0.747 | 0.747 | 0.747 | 0.747 | 0.747 | 0.747 | 0.747 | 0.747 | 0.747 | 0.747 | 0.747 | 0.747 | 0.747 | 0.747 | 0.747 | 0.747 | 0.747 | 0.747 | 0.747 | 0.747 | 0.747 | 0.747 | 0.747 | 0.747 | 0.747 | 0.747 | 0.747 | 0.747 | 0.747 | 0.747 | 0.747 | 0.747 | 0.747 | 0.747
5 | 0.747 | 0.747 | 0.747 | 0.747 | 0.747 | 0.747 | 0.747 | 0.747 | 0.747 | 0.747 | 0.747 | 0.747 | 0.747 | 0.747 | 0.747 | 0.747 | 0.747 | 0.747 | 0.747 | 0.747 | 0.747 | 0.747 | 0.747 | 0.747 | 0.747 | 0.747 | 0.747 | 0.747 | 0.747 | 0.747 | 0.747 | 0.747 | 0.747 | 0.747 | 0.747 | 0.747
6 | 0.747 | 0.747 | 0.747 | 0.747 | 0.747 | 0.747 | 0.747 | 0.747 | 0.747 | 0.747 | 0.747 | 0.747 | 0.747 | 0.747 | 0.747 | 0.747 | 0.747 | 0.747 | 0.747 | 0.747 | 0.747 | 0.747 | 0.747 | 0.747 | 0.747 | 0.747 | 0.747 | 0.747 | 0.747 | 0.747 | 0.747 | 0.747 | 0.747 | 0.747 | 0.747 | 0.747
7 | 0.747 | 0.747 | 0.747 | 0.747 | 0.747 | 0.747 | 0.747 | 0.747 | 0.747 | 0.747 | 0.747 | 0.747 | 0.747 | 0.747 | 0.747 | 0.747 | 0.747 | 0.747 | 0.747 | 0.747 | 0.747 | 0.747 | 0.747 | 0.747 | 0.747 | 0.747 | 0.747 | 0.747 | 0.747 | 0.747 | 0.747 | 0.747 | 0.747 | 0.747 | 0.747 | 0.747
8 | 0.747 | 0.747 | 0.747 | 0.747 | 0.747 | 0.747 | 0.747 | 0.747 | 0.747 | 0.747 | 0.747 | 0.747 | 0.747 | 0.747 | 0.747 | 0.747 | 0.747 | 0.747 | 0.747 | 0.747 | 0.747 | 0.747 | 0.747 | 0.747 | 0.747 | 0.747 | 0.747 | 0.747 | 0.747 | 0.747 | 0.747 | 0.747 | 0.747 | 0.747 | 0.747 | 0.747
9 | 0.747 | 0.747 | 0.747 | 0.747 | 0.747 | 0.747 | 0.747 | 0.747 | 0.747 | 0.747 | 0.747 | 0.747 | 0.747 | 0.747 | 0.747 | 0.747 | 0.747 | 0.747 | 0.747 | 0.747 | 0.747 | 0.747 | 0.747 | 0.747 | 0.747 | 0.747 | 0.747 | 0.747 | 0.747 | 0.747 | 0.747 | 0.747 | 0.747 | 0.747 | 0.747 | 0.747
10 | 0.747 | 0.747 | 0.747 | 0.747 | 0.747 | 0.747 | 0.747 | 0.747 | 0.747 | 0.747 | 0.747 | 0.747 | 0.747 | 0.747 | 0.747 | 0.747 | 0.747 | 0.747 | 0.747 | 0.747 | 0.747 | 0.747 | 0.747 | 0.747 | 0.747 | 0.747 | 0.747 | 0.747 | 0.747 | 0.747 | 0.747 | 0.747 | 0.747 | 0.747 | 0.747 | 0.747
11 | 0.747 | 0.747 | 0.747 | 0.747 | 0.747 | 0.747 | 0.747 | 0.747 | 0.747 | 0.747 | 0.747 | 0.747 | 0.747 | 0.747 | 0.747 | 0.747 | 0.747 | 0.747 | 0.747 | 0.747 | 0.747 | 0.747 | 0.747 | 0.747 | 0.747 | 0.747 | 0.747 | 0.747 | 0.747 | 0.747 | 0.747 | 0.747 | 0.747 | 0.747 | 0.747 | 0.747
12 | 0.747 | 0.747 | 0.747 | 0.747 | 0.747 | 0.747 | 0.747 | 0.747 | 0.747 | 0.747 | 0.747 | 0.747 | 0.747 | 0.747 | 0.747 | 0.747 | 0.747 | 0.747 | 0.747 | 0.747 | 0.747 | 0.747 | 0.747 | 0.747 | 0.747 | 0.747 | 0.747 | 0.747 | 0.747 | 0.747 | 0.747 | 0.747 | 0.747 | 0.747 | 0.747 | 0.747
13 | 0.747 | 0.747 | 0.747 | 0.747 | 0.747 | 0.747 | 0.747 | 0.747 | 0.747 | 0.747 | 0.747 | 0.747 | 0.747 | 0.747 | 0.747 | 0.747 | 0.747 | 0.747 | 0.747 | 0.747 | 0.747 | 0.747 | 0.747 | 0.747 | 0.747 | 0.747 | 0.747 | 0.747 | 0.747 | 0.747 | 0.747 | 0.747 | 0.747 | 0.747 | 0.747 | 0.747
14 | 0.747 | 0.747 | 0.747 | 0.747 | 0.747 | 0.747 | 0.747 | 0.747 | 0.747 | 0.747 | 0.747 | 0.747 | 0.747 | 0.747 | 0.747 | 0.747 | 0.747 | 0.747 | 0.747 | 0.747 | 0.747 | 0.747 | 0.747 | 0.747 | 0.747 | 0.747 | 0.747 | 0.747 | 0.747 | 0.747 | 0.747 | 0.747 | 0.747 | 0.747 | 0.747 | 0.747
15 | 0.747 | 0.747 | 0.747 | 0.747 | 0.747 | 0.747 | 0.747 | 0.747 | 0.747 | 0.747 | 0.747 | 0.747 | 0.747 | 0.747 | 0.747 | 0.747 | 0.747 | 0.747 | 0.747 | 0.747 | 0.747 | 0.747 | 0.747 | 0.747 | 0.747 | 0.747 | 0.747 | 0.747 | 0.747 | 0.747 | 0.747 | 0.747 | 0.747 | 0.747 | 0.747 | 0.747
16 | 0.747 | 0.747 | 0.747 | 0.747 | 0.747 | 0.747 | 0.747 | 0.747 | 0.747 | 0.747 | 0.747 | 0.747 | 0.747 | 0.747 | 0.747 | 0.747 | 0.747 | 0.747 | 0.747 | 0.747 | 0.747 | 0.747 | 0.747 | 0.747 | 0.747 | 0.747 | 0.747 | 0.747 | 0.747 | 0.747 | 0.747 | 0.747 | 0.747 | 0.747 | 0.747 | 0.747
17 | 0.747 | 0.747 | 0.747 | 0.747 | 0.747 | 0.747 | 0.747 | 0.747 | 0.747 | 0.747 | 0.747 | 0.747 | 0.747 | 0.747 | 0.747 | 0.747 | 0.747 | 0.747 | 0.747 | 0.747 | 0.747 | 0.747 | 0.747 | 0.747 | 0.747 | 0.747 | 0.747 | 0.747 | 0.747 | 0.747 | 0.747 | 0.747 | 0.747 | 0.747 | 0.747 | 0.747
18 | 0.747 | 0.747 | 0.747 | 0.747 | 0.747 | 0.747 | 0.747 | 0.747 | 0.747 | 0.747 | 0.747 | 0.747 | 0.747 | 0.747 | 0.747 | 0.747 | 0.747 | 0.747 | 0.747 | 0.747 | 0.747 | 0.747 | 0.747 | 0.747 | 0.747 | 0.747 | 0.747 | 0.747 | 0.747 | 0.747 | 0.747 | 0.747 | 0.747 | 0.747 | 0.747 | 0.747
19 | 0.747 | 0.747 | 0.747 | 0.747 | 0.747 | 0.747 | 0.747 | 0.747 | 0.747 | 0.747 | 0.747 | 0.747 | 0.747 | 0.747 | 0.747 | 0.747 | 0.747 | 0.747 | 0.747 | 0.747 | 0.747 | 0.747 | 0.747 | 0.747 | 0.747 | 0.747 | 0.747 | 0.747 | 0.747 | 0.747 | 0.747 | 0.747 | 0.747 | 0.747 | 0.747 | 0.747
20 | 0.747 | 0.747 | 0.747 | 0.747 | 0.747 | 0.747 | 0.747 | 0.747 | 0.747 | 0.747 | 0.747 | 0.747 | 0.747 | 0.747 | 0.747 | 0.747 | 0.747 | 0.747 | 0.747 | 0.747 | 0.747 | 0.747 | 0.747 | 0.747 | 0.747 | 0.747 | 0.747 | 0.747 | 0.747 | 0.747 | 0.747 | 0.747 | 0.747 | 0.747 | 0.747 | 0.747
21 | 0.747 | 0.747 | 0.747 | 0.747 | 0.747 | 0.747 | 0.747 | 0.747 | 0.747 | 0.747 | 0.747 | 0.747 | 0.747 | 0.747 | 0.747 | 0.747 | 0.747 | 0.747 | 0.747 | 0.747 | 0.747 | 0.747 | 0.747 | 0.747 | 0.747 | 0.747 | 0.747 | 0.747 | 0.747 | 0.747 | 0.747 | 0.747 | 0.747 | 0.747 | 0.747 | 0.747
22 | 0.747 | 0.747 | 0.747 | 0.747 | 0.747 | 0.747 | 0.747 | 0.747 | 0.747 | 0.747 | 0.747 | 0.747 | 0.747 | 0.747 | 0.747 | 0.747 | 0.747 | 0.747 | 0.747 | 0.747 | 0.747 | 0.747 | 0.747 | 0.747 | 0.747 | 0.747 | 0.747 | 0.747 | 0.747 | 0.747 | 0.747 | 0.747 | 0.747 | 0.747 | 0.747 | 0.747
23 | 0.747 | 0.747 | 0.747 | 0.747 | 0.747 | 0.747 | 0.747 | 0.747 | 0.747 | 0.747 | 0.747 | 0.747 | 0.747 | 0.747 | 0.747 | 0.747 | 0.747 | 0.747 | 0.747 | 0.747 | 0.747 | 0.747 | 0.747 | 0.747 | 0.747 | 0.747 | 0.747 | 0.747 | 0.747 | 0.747 | 0.747 | 0.747 | 0.747 | 0.747 | 0.747 | 0.747
24 | 0.747 | 0.747 | 0.747 | 0.747 | 0.747 | 0.747 | 0.747 | 0.747 | 0.747 | 0.747 | 0.747 | 0.747 | 0.747 | 0.747 | 0.747 | 0.747 | 0.747 | 0.747 | 0.747 | 0.747 | 0.747 | 0.747 | 0.747 | 0.747 | 0.747 | 0.747 | 0.747 | 0.747 | 0.747 | 0.747 | 0.747 | 0.747 | 0.747 | 0.747 | 0.747 | 0.747
25 | 0.747 | 0.747 | 0.747 | 0.747 | 0.747 | 0.747 | 0.747 | 0.747 | 0.747 | 0.747 | 0.747 | 0.747 | 0.747 | 0.747 | 0.747 | 0.747 | 0.747 | 0.747 | 0.747 | 0.747 | 0.747 | 0.747 | 0.747 | 0.747 | 0.747 | 0.747 | 0.747 | 0.747 | 0.747 | 0.747 | 0.747 | 0.747 | 0.747 | 0.747 | 0.747 | 0.747
26 | 0.747 | 0.747 | 0.747 | 0.747 | 0.747 | 0.747 | 0.747 | 0.747 | 0.747 | 0.747 | 0.747 | 0.747 | 0.747 | 0.747 | 0.747 | 0.747 | 0.747 | 0.747 | 0.747 | 0.747 | 0.747 | 0.747 | 0.747 | 0.747 | 0.747 | 0.747 | 0.747 | 0.747 | 0.747 | 0.747 | 0.747 | 0.747 | 0.747 | 0.747 | 0.747 | 0.747
27 | 0.747 | 0.747 | 0.747 | 0.747 | 0.747 | 0.747 | 0.747 | 0.747 | 0.747 | 0.747 | 0.747 | 0.747 | 0.747 | 0.747 | 0.747 | 0.747 | 0.747 | 0.747 | 0.747 | 0.747 | 0.747 | 0.747 | 0.747 | 0.747 | 0.747 | 0.747 | 0.747 | 0.747 | 0.747 | 0.747 | 0.747 | 0.747 | 0.747 | 0.747 | 0.747 | 0.747
28 | 0.747 | 0.747 | 0.747 | 0.747 | 0.747 | 0.747 | 0.747 | 0.747 | 0.747 | 0.747 | 0.747 | 0.747 | 0.747 | 0.747 | 0.747 | 0.747 | 0.747 | 0.747 | 0.747 | 0.747 | 0.747 | 0.747 | 0.747 | 0.747 | 0.747 | 0.747 | 0.747 | 0.747 | 0.747 | 0.747 | 0.747 | 0.747 | 0.747 | 0.747 | 0.747 | 0.747
29 | 0.747 | 0.747 | 0.747 | 0.747 | 0.747 | 0.747 | 0.747 | 0.747 | 0.747 | 0.747 | 0.747 | 0.747 | 0.747 | 0.747 | 0.747 | 0.747 | 0.747 | 0.747 | 0.747 | 0.747 | 0.747 | 0.747 | 0.747 | 0.747 | 0.747 | 0.747 | 0.747 | 0.747 | 0.747 | 0.747 | 0.747 | 0.747 | 0.747 | 0.747 | 0.747 | 0.747
30 | 0.747 | 0.747 | 0.747 | 0.747 | 0.747 | 0.747 | 0.747 | 0.747 | 0.747 | 0.747 | 0.747 | 0.747 | 0.747 | 0.747 | 0.747 | 0.747 | 0.747 | 0.747 | 0.747 | 0.747 | 0.747 | 0.747 | 0.747 | 0.747 | 0.747 | 0.747 | 0.747 | 0.747 | 0.747 | 0.747 | 0.747 | 0.747 | 0.747 | 0.747 | 0.747 | 0.747
31 | 0.747 | 0.747 | 0.747 | 0.747 | 0.747 | 0.747 | 0.747 | 0.747 | 0.747 | 0.747 | 0.747 | 0.747 | 0.747 | 0.747 | 0.747 | 0.747 | 0.747 | 0.747 | 0.747 | 0.747 | 0.747 | 0.747 | 0.747 | 0.747 | 0.747 | 0.747 | 0.747 | 0.747 | 0.747 | 0.747 | 0.747 | 0.747 | 0.747 | 0.747 | 0.747 | 0.747
32 | 0.747 | 0.747 | 0.747 | 0.747 | 0.747 | 0.747 | 0.747 | 0.747 | 0.747 | 0.747 | 0.747 | 0.747 | 0.747 | 0.747 | 0.747 | 0.747 | 0.747 | 0.747 | 0.747 | 0.747 | 0.747 | 0.747 | 0.747 | 0.747 | 0.747 | 0.747 | 0.747 | 0.747 | 0.747 | 0.747 | 0.747 | 0.747 | 0.747 | 0.747 | 0.747 | 0.747
33 | 0.747 | 0.747 | 0.747 | 0.747 | 0.747 | 0.747 | 0.747 | 0.747 | 0.747 | 0.747 | 0.747 | 0.747 | 0.747 | 0.747 | 0.747 | 0.747 | 0.747 | 0.747 | 0.747 | 0.747 | 0.747 | 0.747 | 0.747 | 0.747 | 0.747 | 0.747 | 0.747 | 0.747 | 0.747 | 0.747 | 0.747 | 0.747 | 0.747 | 0.747 | 0.747 | 0.747
34 | 0.747 | 0.747 | 0.747 | 0.747 | 0.747 | 0.747 | 0.747 | 0.747 | 0.747 | 0.747 | 0.747 | 0.747 | 0.747 | 0.747 | 0.747 | 0.747 | 0.747 | 0.747 | 0.747 | 0.747 | 0.747 | 0.747 | 0.747 | 0.747 | 0.747 | 0.747 | 0.747 | 0.747 | 0.747 | 0.747 | 0.747 | 0.747 | 0.747 | 0.747 | 0.747 | 0.747
35 | 0.747 | 0.747 | 0.747 | 0.747 | 0.747 | 0.747 | 0.747 | 0.747 | 0.747 | 0.747 | 0.747 | 0.747 | 0.747 | 0.747 | 0.747 | 0.747 | 0.747 | 0.747 | 0.747 | 0.747 | 0.747 | 0.747 | 0.747 | 0.747 | 0.747 | 0.747 | 0.747 | 0.747 | 0.747 | 0.747 | 0.747 | 0.747 | 0.747 | 0.747 | 0.747 | 0.747
36 | 0.747 | 0.747 | 0.747 | 0.747 | 0.747 | 0.747 | 0.747 | 0.747 | 0.747 | 0.747 | 0.747 | 0.747 | 0.747 | 0.747 | 0.747 | 0.747 | 0.747 | 0.747 | 0.747 | 0.747 | 0.747 | 0.747 | 0.747 | 0.747 | 0.747 | 0.747 | 0.747 | 0.747 | 0.747 | 0.747 | 0.747 | 0.747 | 0.747 | 0.747 | 0.747 | 0.747
37 | 0.747 | 0.747 | 0.747 | 0.747 | 0.747 | 0.747 | 0.747 | 0.747 | 0.747 | 0.747 | 0.747 | 0.747 | 0.747 | 0.747 | 0.747 | 0.747 | 0.747 | 0.747 | 0.747 | 0.747 | 0.747 | 0.747 | 0.747 | 0.747 | 0.747 | 0.747 | 0.747 | 0.747 | 0.747 | 0.747 | 0.747 | 0.747 | 0.747 | 0.747 | 0.747 | 0.747
38 | 0.747 | 0.747 | 0.747 | 0.747 | 0.747 | 0.747 | 0.747 | 0.747 | 0.747 | 0.747 | 0.747 | 0.747 | 0.747 | 0.747 | 0.747 | 0.747 | 0.747 | 0.747 | 0.747 | 0.747 | 0.747 | 0.747 | 0.747 | 0.747 | 0.747 | 0.747 | 0.747 | 0.747 | 0.747 | 0.747 | 0.747 | 0.747 | 0.747 | 0.747 | 0.747 | 0.747
39 | 0.747 | 0.747 | 0.747 | 0.747 | 0.747 | 0.747 | 0.747 | 0.747 | 0.747 | 0.747 | 0.747 | 0.747 | 0.747 | 0.747 | 0.747 | 0.747 | 0.747 | 0.747 | 0.747 | 0.747 | 0.747 | 0.747 | 0.747 | 0.747 | 0.747 | 0.747 | 0.747 | 0.747 | 0.747 | 0.747 | 0.747 | 0.747 | 0.747 | 0.747 | 0.747 | 0.747
40 | 0.747 | 0.747 | 0.747 | 0.747 | 0.747 | 0.747 | 0.747 | 0.747 | 0.747 | 0.747 | 0.747 | 0.747 | 0.747 | 0.747 | 0.747 | 0.747 | 0.747 | 0.747 | 0.747 | 0.747 | 0.747 | 0.747 | 0.747 | 0.747 | 0.747 | 0.747 | 0.747 | 0.747 | 0.747 | 0.747 | 0.747 | 0.747 | 0.747 | 0.747 | 0.747 | 0.747
41 | 0.747 | 0.747 | 0.747 | 0.747 | 0.747 | 0.747 | 0.747 | 0.747 | 0.747 | 0.747 | 0.747 | 0.747 | 0.747 | 0.747 | 0.747 | 0.747 | 0.747 | 0.747 | 0.747 | 0.747 | 0.747 | 0.747 | 0.747 | 0.747 | 0.747 | 0.747 | 0.747 | 0.747 | 0.747 | 0.747 | 0.747 | 0.747 | 0.747 | 0.747 | 0.747 | 0.747
42 | 0.747 | 0.747 | 0.747 | 0.747 | 0.747 | 0.747 | 0.747 | 0.747 | 0.747 | 0.747 | 0.747 | 0.747 | 0.747 | 0.747 | 0.747 | 0.747 | 0.747 | 0.747 | 0.747 | 0.747 | 0.747 | 0.747 | 0.747 | 0.747 | 0.747 | 0.747 | 0.747 | 0.747 | 0.747 | 0.747 | 0.747 | 0.747 | 0.747 | 0.747 | 0.747 | 0.747
43 | 0.747 | 0.747 | 0.747 | 0.747 | 0.747 | 0.747 | 0.747 | 0.747 | 0.747 | 0.747 | 0.747 | 0.747 | 0.747 | 0.747 | 0.747 | 0.747 | 0.747 | 0.747 | 0.747 | 0.747 | 0.747 | 0.747 | 0.747 | 0.747 | 0.747 | 0.747 | 0.747 | 0.747 | 0.747 | 0.747 | 0.747 | 0.747 | 0.747 | 0.747 | 0.747 | 0.747
44 | 0.747 | 0.747 | 0.747 | 0.747 | 0.747 | 0.747 | 0.747 | 0.747 | 0.747 | 0.747 | 0.747 | 0.747 | 0.747 | 0.747 | 0.747 | 0.747 | 0.747 | 0.747 | 0.747 | 0.747 | 0.747 | 0.747 | 0.747 | 0.747 | 0.747 | 0.747 | 0.747 | 0.747 | 0.747 | 0.747 | 0.747 | 0.747 | 0.747 | 0.747 | 0.747 | 0.747
45 | 0.747 | 0.747 | 0.747 | 0.747 | 0.747 | 0.747 | 0.747 | 0.747 | 0.747 | 0.747 | 0.747 | 0.747 | 0.747 | 0.747 | 0.747 | 0.747 | 0.747 | 0.747 | 0.747 | 0.747 | 0.747 | 0.747 | 0.747 | 0.747 | 0.747 | 0.747 | 0.747 | 0.747 | 0.747 | 0.747 | 0.747 | 0.747 | 0.747 | 0.747 | 0.747 | 0.747
46 | 0.747 | 0.747 | 0.747 | 0.747 | 0.747 | 0.747 | 0.747 | 0.747 | 0.747 | 0.747 | 0.747 | 0.747 | 0.747 | 0.747 | 0.747 | 0.747 | 0.747 | 0.747 | 0.747 | 0.747 | 0.747 | 0.747 | 0.747 | 0.747 | 0.747 | 0.747 | 0.747 | 0.747 | 0.747 | 0.747 | 0.747 | 0.747 | 0.747 | 0.747 | 0.747 | 0.747
47 | 0.747 | 0.747 | 0.747 | 0.747 | 0.747 | 0.747 | 0.747 | 0.747 | 0.747 | 0.747 | 0.747 | 0.747 | 0.747 | 0.747 | 0.747 | 0.747 | 0.747 | 0.747 | 0.747 | 0.747 | 0.747 | 0.747 | 0.747 | 0.747 | 0.747 | 0.747 | 0.747 | 0.747 | 0.747 | 0.747 | 0.747 | 0.747 | 0.747 | 0.747 | 0.747 | 0.747
48 | 0.747 | 0.747 | 0.747 | 0.747 | 0.747 | 0.747 | 0.747 | 0.747 | 0.747 | 0.747 | 0.747 | 0.747 | 0.747 | 0.747 | 0.747 | 0.747 | 0.747 | 0.747 | 0.747 | 0.747 | 0.747 | 0.747 | 0.747 | 0.747 | 0.747 | 0.747 | 0.747 | 0.747 | 0.747 | 0.747 | 0.747 | 0.747 | 0.747 | 0.747 | 0.747 | 0.747
49 | 0.747 | 0.747 | 0.747 | 0.747 | 0.747 | 0.747 | 0.747 | 0.747 | 0.747 | 0.747 | 0.747 | 0.747 | 0.747 | 0.747 | 0.747 | 0.747 | 0.747 | 0.747 | 0.747 | 0.747 | 0.747 | 0.747 | 0.747 | 0.747 | 0.747 | 0.747 | 0.747 | 0.747 | 0.747 | 0.747 | 0.747 | 0.747 | 0.747 | 0.747 | 0.747 | 0.747
50 | 0.747 | 0.747 | 0.747 | 0.747 | 0.747 | 0.747 | 0.747 | 0.747 | 0.747 | 0.747 | 0.747 | 0.747 | 0.747 | 0.747 | 0.747 | 0.747 | 0.747 | 0.747 | 0.747 | 0.747 | 0.747 | 0.747 | 0.747 | 0.747 | 0.747 | 0.747 | 0.747 | 0.747 | 0.747 | 0.747 | 0.747 | 0.747 | 0.747 | 0.747 | 0.747 | 0.747
51 | 0.747 | 0.747 | 0.747 | 0.747 | 0.747 | 0.747 | 0.747 | 0.747 | 0.747 | 0.747 | 0.747 | 0.747 | 0.747 | 0.747 | 0.747 | 0.747 | 0.747 | 0.747 | 0.747 | 0.747 | 0.747 | 0.747 | 0.747 | 0.747 | 0.747 | 0.747 | 0.747 | 0.747 | 0.747 | 0.747 | 0.747 | 0.747 | 0.747 | 0.747 | 0.747 | 0.747
52 | 0.747 | 0.747 | 0.747 | 0.747 | 0.747 | 0.747 | 0.747 | 0.747 | 0.747 | 0.747 | 0.747 | 0.747 | 0.747 | 0.747 | 0.747 | 0.747 | 0.747 | 0.747 | 0.747 | 0.747 | 0.747 | 0.747 | 0.747 | 0.747 | 0.747 | 0.747 | 0.747 | 0.747 | 0.747 | 0.747 | 0.747 | 0.747 | 0.747 | 0.747 | 0.747 | 0.747
| XKPCOSCNO0 |  |  | 0.85
| 2020 | 2021 | 2022 | 2023 | 2024 | 2025 | 2026 | 2027 | 2028 | 2029 | 2030 | 2031 | 2032 | 2033 | 2034 | 2035 | 2036 | 2037 | 2038 | 2039 | 2040 | 2041 | 2042 | 2043 | 2044 | 2045 | 2046 | 2047 | 2048 | 2049 | 2050 | 2051 | 2052 | 2053 | 2054 | 2055:=
1 | 0.85 | 0.85 | 0.85 | 0.85 | 0.85 | 0.85 | 0.85 | 0.85 | 0.85 | 0.85 | 0.85 | 0.85 | 0.85 | 0.85 | 0.85 | 0.85 | 0.85 | 0.85 | 0.85 | 0.85 | 0.85 | 0.85 | 0.85 | 0.85 | 0.85 | 0.85 | 0.85 | 0.85 | 0.85 | 0.85 | 0.85 | 0.85 | 0.85 | 0.85 | 0.85 | 0.85
2 | 0.85 | 0.85 | 0.85 | 0.85 | 0.85 | 0.85 | 0.85 | 0.85 | 0.85 | 0.85 | 0.85 | 0.85 | 0.85 | 0.85 | 0.85 | 0.85 | 0.85 | 0.85 | 0.85 | 0.85 | 0.85 | 0.85 | 0.85 | 0.85 | 0.85 | 0.85 | 0.85 | 0.85 | 0.85 | 0.85 | 0.85 | 0.85 | 0.85 | 0.85 | 0.85 | 0.85
3 | 0.85 | 0.85 | 0.85 | 0.85 | 0.85 | 0.85 | 0.85 | 0.85 | 0.85 | 0.85 | 0.85 | 0.85 | 0.85 | 0.85 | 0.85 | 0.85 | 0.85 | 0.85 | 0.85 | 0.85 | 0.85 | 0.85 | 0.85 | 0.85 | 0.85 | 0.85 | 0.85 | 0.85 | 0.85 | 0.85 | 0.85 | 0.85 | 0.85 | 0.85 | 0.85 | 0.85
4 | 0.85 | 0.85 | 0.85 | 0.85 | 0.85 | 0.85 | 0.85 | 0.85 | 0.85 | 0.85 | 0.85 | 0.85 | 0.85 | 0.85 | 0.85 | 0.85 | 0.85 | 0.85 | 0.85 | 0.85 | 0.85 | 0.85 | 0.85 | 0.85 | 0.85 | 0.85 | 0.85 | 0.85 | 0.85 | 0.85 | 0.85 | 0.85 | 0.85 | 0.85 | 0.85 | 0.85
5 | 0.85 | 0.85 | 0.85 | 0.85 | 0.85 | 0.85 | 0.85 | 0.85 | 0.85 | 0.85 | 0.85 | 0.85 | 0.85 | 0.85 | 0.85 | 0.85 | 0.85 | 0.85 | 0.85 | 0.85 | 0.85 | 0.85 | 0.85 | 0.85 | 0.85 | 0.85 | 0.85 | 0.85 | 0.85 | 0.85 | 0.85 | 0.85 | 0.85 | 0.85 | 0.85 | 0.85
6 | 0.85 | 0.85 | 0.85 | 0.85 | 0.85 | 0.85 | 0.85 | 0.85 | 0.85 | 0.85 | 0.85 | 0.85 | 0.85 | 0.85 | 0.85 | 0.85 | 0.85 | 0.85 | 0.85 | 0.85 | 0.85 | 0.85 | 0.85 | 0.85 | 0.85 | 0.85 | 0.85 | 0.85 | 0.85 | 0.85 | 0.85 | 0.85 | 0.85 | 0.85 | 0.85 | 0.85
7 | 0.85 | 0.85 | 0.85 | 0.85 | 0.85 | 0.85 | 0.85 | 0.85 | 0.85 | 0.85 | 0.85 | 0.85 | 0.85 | 0.85 | 0.85 | 0.85 | 0.85 | 0.85 | 0.85 | 0.85 | 0.85 | 0.85 | 0.85 | 0.85 | 0.85 | 0.85 | 0.85 | 0.85 | 0.85 | 0.85 | 0.85 | 0.85 | 0.85 | 0.85 | 0.85 | 0.85
8 | 0.85 | 0.85 | 0.85 | 0.85 | 0.85 | 0.85 | 0.85 | 0.85 | 0.85 | 0.85 | 0.85 | 0.85 | 0.85 | 0.85 | 0.85 | 0.85 | 0.85 | 0.85 | 0.85 | 0.85 | 0.85 | 0.85 | 0.85 | 0.85 | 0.85 | 0.85 | 0.85 | 0.85 | 0.85 | 0.85 | 0.85 | 0.85 | 0.85 | 0.85 | 0.85 | 0.85
9 | 0.85 | 0.85 | 0.85 | 0.85 | 0.85 | 0.85 | 0.85 | 0.85 | 0.85 | 0.85 | 0.85 | 0.85 | 0.85 | 0.85 | 0.85 | 0.85 | 0.85 | 0.85 | 0.85 | 0.85 | 0.85 | 0.85 | 0.85 | 0.85 | 0.85 | 0.85 | 0.85 | 0.85 | 0.85 | 0.85 | 0.85 | 0.85 | 0.85 | 0.85 | 0.85 | 0.85
10 | 0.85 | 0.85 | 0.85 | 0.85 | 0.85 | 0.85 | 0.85 | 0.85 | 0.85 | 0.85 | 0.85 | 0.85 | 0.85 | 0.85 | 0.85 | 0.85 | 0.85 | 0.85 | 0.85 | 0.85 | 0.85 | 0.85 | 0.85 | 0.85 | 0.85 | 0.85 | 0.85 | 0.85 | 0.85 | 0.85 | 0.85 | 0.85 | 0.85 | 0.85 | 0.85 | 0.85
11 | 0.85 | 0.85 | 0.85 | 0.85 | 0.85 | 0.85 | 0.85 | 0.85 | 0.85 | 0.85 | 0.85 | 0.85 | 0.85 | 0.85 | 0.85 | 0.85 | 0.85 | 0.85 | 0.85 | 0.85 | 0.85 | 0.85 | 0.85 | 0.85 | 0.85 | 0.85 | 0.85 | 0.85 | 0.85 | 0.85 | 0.85 | 0.85 | 0.85 | 0.85 | 0.85 | 0.85
12 | 0.85 | 0.85 | 0.85 | 0.85 | 0.85 | 0.85 | 0.85 | 0.85 | 0.85 | 0.85 | 0.85 | 0.85 | 0.85 | 0.85 | 0.85 | 0.85 | 0.85 | 0.85 | 0.85 | 0.85 | 0.85 | 0.85 | 0.85 | 0.85 | 0.85 | 0.85 | 0.85 | 0.85 | 0.85 | 0.85 | 0.85 | 0.85 | 0.85 | 0.85 | 0.85 | 0.85
13 | 0.85 | 0.85 | 0.85 | 0.85 | 0.85 | 0.85 | 0.85 | 0.85 | 0.85 | 0.85 | 0.85 | 0.85 | 0.85 | 0.85 | 0.85 | 0.85 | 0.85 | 0.85 | 0.85 | 0.85 | 0.85 | 0.85 | 0.85 | 0.85 | 0.85 | 0.85 | 0.85 | 0.85 | 0.85 | 0.85 | 0.85 | 0.85 | 0.85 | 0.85 | 0.85 | 0.85
14 | 0.85 | 0.85 | 0.85 | 0.85 | 0.85 | 0.85 | 0.85 | 0.85 | 0.85 | 0.85 | 0.85 | 0.85 | 0.85 | 0.85 | 0.85 | 0.85 | 0.85 | 0.85 | 0.85 | 0.85 | 0.85 | 0.85 | 0.85 | 0.85 | 0.85 | 0.85 | 0.85 | 0.85 | 0.85 | 0.85 | 0.85 | 0.85 | 0.85 | 0.85 | 0.85 | 0.85
15 | 0.85 | 0.85 | 0.85 | 0.85 | 0.85 | 0.85 | 0.85 | 0.85 | 0.85 | 0.85 | 0.85 | 0.85 | 0.85 | 0.85 | 0.85 | 0.85 | 0.85 | 0.85 | 0.85 | 0.85 | 0.85 | 0.85 | 0.85 | 0.85 | 0.85 | 0.85 | 0.85 | 0.85 | 0.85 | 0.85 | 0.85 | 0.85 | 0.85 | 0.85 | 0.85 | 0.85
16 | 0.85 | 0.85 | 0.85 | 0.85 | 0.85 | 0.85 | 0.85 | 0.85 | 0.85 | 0.85 | 0.85 | 0.85 | 0.85 | 0.85 | 0.85 | 0.85 | 0.85 | 0.85 | 0.85 | 0.85 | 0.85 | 0.85 | 0.85 | 0.85 | 0.85 | 0.85 | 0.85 | 0.85 | 0.85 | 0.85 | 0.85 | 0.85 | 0.85 | 0.85 | 0.85 | 0.85
17 | 0.85 | 0.85 | 0.85 | 0.85 | 0.85 | 0.85 | 0.85 | 0.85 | 0.85 | 0.85 | 0.85 | 0.85 | 0.85 | 0.85 | 0.85 | 0.85 | 0.85 | 0.85 | 0.85 | 0.85 | 0.85 | 0.85 | 0.85 | 0.85 | 0.85 | 0.85 | 0.85 | 0.85 | 0.85 | 0.85 | 0.85 | 0.85 | 0.85 | 0.85 | 0.85 | 0.85
18 | 0.85 | 0.85 | 0.85 | 0.85 | 0.85 | 0.85 | 0.85 | 0.85 | 0.85 | 0.85 | 0.85 | 0.85 | 0.85 | 0.85 | 0.85 | 0.85 | 0.85 | 0.85 | 0.85 | 0.85 | 0.85 | 0.85 | 0.85 | 0.85 | 0.85 | 0.85 | 0.85 | 0.85 | 0.85 | 0.85 | 0.85 | 0.85 | 0.85 | 0.85 | 0.85 | 0.85
19 | 0.85 | 0.85 | 0.85 | 0.85 | 0.85 | 0.85 | 0.85 | 0.85 | 0.85 | 0.85 | 0.85 | 0.85 | 0.85 | 0.85 | 0.85 | 0.85 | 0.85 | 0.85 | 0.85 | 0.85 | 0.85 | 0.85 | 0.85 | 0.85 | 0.85 | 0.85 | 0.85 | 0.85 | 0.85 | 0.85 | 0.85 | 0.85 | 0.85 | 0.85 | 0.85 | 0.85
20 | 0.85 | 0.85 | 0.85 | 0.85 | 0.85 | 0.85 | 0.85 | 0.85 | 0.85 | 0.85 | 0.85 | 0.85 | 0.85 | 0.85 | 0.85 | 0.85 | 0.85 | 0.85 | 0.85 | 0.85 | 0.85 | 0.85 | 0.85 | 0.85 | 0.85 | 0.85 | 0.85 | 0.85 | 0.85 | 0.85 | 0.85 | 0.85 | 0.85 | 0.85 | 0.85 | 0.85
21 | 0.85 | 0.85 | 0.85 | 0.85 | 0.85 | 0.85 | 0.85 | 0.85 | 0.85 | 0.85 | 0.85 | 0.85 | 0.85 | 0.85 | 0.85 | 0.85 | 0.85 | 0.85 | 0.85 | 0.85 | 0.85 | 0.85 | 0.85 | 0.85 | 0.85 | 0.85 | 0.85 | 0.85 | 0.85 | 0.85 | 0.85 | 0.85 | 0.85 | 0.85 | 0.85 | 0.85
22 | 0.85 | 0.85 | 0.85 | 0.85 | 0.85 | 0.85 | 0.85 | 0.85 | 0.85 | 0.85 | 0.85 | 0.85 | 0.85 | 0.85 | 0.85 | 0.85 | 0.85 | 0.85 | 0.85 | 0.85 | 0.85 | 0.85 | 0.85 | 0.85 | 0.85 | 0.85 | 0.85 | 0.85 | 0.85 | 0.85 | 0.85 | 0.85 | 0.85 | 0.85 | 0.85 | 0.85
23 | 0.85 | 0.85 | 0.85 | 0.85 | 0.85 | 0.85 | 0.85 | 0.85 | 0.85 | 0.85 | 0.85 | 0.85 | 0.85 | 0.85 | 0.85 | 0.85 | 0.85 | 0.85 | 0.85 | 0.85 | 0.85 | 0.85 | 0.85 | 0.85 | 0.85 | 0.85 | 0.85 | 0.85 | 0.85 | 0.85 | 0.85 | 0.85 | 0.85 | 0.85 | 0.85 | 0.85
24 | 0.85 | 0.85 | 0.85 | 0.85 | 0.85 | 0.85 | 0.85 | 0.85 | 0.85 | 0.85 | 0.85 | 0.85 | 0.85 | 0.85 | 0.85 | 0.85 | 0.85 | 0.85 | 0.85 | 0.85 | 0.85 | 0.85 | 0.85 | 0.85 | 0.85 | 0.85 | 0.85 | 0.85 | 0.85 | 0.85 | 0.85 | 0.85 | 0.85 | 0.85 | 0.85 | 0.85
25 | 0.85 | 0.85 | 0.85 | 0.85 | 0.85 | 0.85 | 0.85 | 0.85 | 0.85 | 0.85 | 0.85 | 0.85 | 0.85 | 0.85 | 0.85 | 0.85 | 0.85 | 0.85 | 0.85 | 0.85 | 0.85 | 0.85 | 0.85 | 0.85 | 0.85 | 0.85 | 0.85 | 0.85 | 0.85 | 0.85 | 0.85 | 0.85 | 0.85 | 0.85 | 0.85 | 0.85
26 | 0.85 | 0.85 | 0.85 | 0.85 | 0.85 | 0.85 | 0.85 | 0.85 | 0.85 | 0.85 | 0.85 | 0.85 | 0.85 | 0.85 | 0.85 | 0.85 | 0.85 | 0.85 | 0.85 | 0.85 | 0.85 | 0.85 | 0.85 | 0.85 | 0.85 | 0.85 | 0.85 | 0.85 | 0.85 | 0.85 | 0.85 | 0.85 | 0.85 | 0.85 | 0.85 | 0.85
27 | 0.85 | 0.85 | 0.85 | 0.85 | 0.85 | 0.85 | 0.85 | 0.85 | 0.85 | 0.85 | 0.85 | 0.85 | 0.85 | 0.85 | 0.85 | 0.85 | 0.85 | 0.85 | 0.85 | 0.85 | 0.85 | 0.85 | 0.85 | 0.85 | 0.85 | 0.85 | 0.85 | 0.85 | 0.85 | 0.85 | 0.85 | 0.85 | 0.85 | 0.85 | 0.85 | 0.85
28 | 0.85 | 0.85 | 0.85 | 0.85 | 0.85 | 0.85 | 0.85 | 0.85 | 0.85 | 0.85 | 0.85 | 0.85 | 0.85 | 0.85 | 0.85 | 0.85 | 0.85 | 0.85 | 0.85 | 0.85 | 0.85 | 0.85 | 0.85 | 0.85 | 0.85 | 0.85 | 0.85 | 0.85 | 0.85 | 0.85 | 0.85 | 0.85 | 0.85 | 0.85 | 0.85 | 0.85
29 | 0.85 | 0.85 | 0.85 | 0.85 | 0.85 | 0.85 | 0.85 | 0.85 | 0.85 | 0.85 | 0.85 | 0.85 | 0.85 | 0.85 | 0.85 | 0.85 | 0.85 | 0.85 | 0.85 | 0.85 | 0.85 | 0.85 | 0.85 | 0.85 | 0.85 | 0.85 | 0.85 | 0.85 | 0.85 | 0.85 | 0.85 | 0.85 | 0.85 | 0.85 | 0.85 | 0.85
30 | 0.85 | 0.85 | 0.85 | 0.85 | 0.85 | 0.85 | 0.85 | 0.85 | 0.85 | 0.85 | 0.85 | 0.85 | 0.85 | 0.85 | 0.85 | 0.85 | 0.85 | 0.85 | 0.85 | 0.85 | 0.85 | 0.85 | 0.85 | 0.85 | 0.85 | 0.85 | 0.85 | 0.85 | 0.85 | 0.85 | 0.85 | 0.85 | 0.85 | 0.85 | 0.85 | 0.85
31 | 0.85 | 0.85 | 0.85 | 0.85 | 0.85 | 0.85 | 0.85 | 0.85 | 0.85 | 0.85 | 0.85 | 0.85 | 0.85 | 0.85 | 0.85 | 0.85 | 0.85 | 0.85 | 0.85 | 0.85 | 0.85 | 0.85 | 0.85 | 0.85 | 0.85 | 0.85 | 0.85 | 0.85 | 0.85 | 0.85 | 0.85 | 0.85 | 0.85 | 0.85 | 0.85 | 0.85
32 | 0.85 | 0.85 | 0.85 | 0.85 | 0.85 | 0.85 | 0.85 | 0.85 | 0.85 | 0.85 | 0.85 | 0.85 | 0.85 | 0.85 | 0.85 | 0.85 | 0.85 | 0.85 | 0.85 | 0.85 | 0.85 | 0.85 | 0.85 | 0.85 | 0.85 | 0.85 | 0.85 | 0.85 | 0.85 | 0.85 | 0.85 | 0.85 | 0.85 | 0.85 | 0.85 | 0.85
33 | 0.85 | 0.85 | 0.85 | 0.85 | 0.85 | 0.85 | 0.85 | 0.85 | 0.85 | 0.85 | 0.85 | 0.85 | 0.85 | 0.85 | 0.85 | 0.85 | 0.85 | 0.85 | 0.85 | 0.85 | 0.85 | 0.85 | 0.85 | 0.85 | 0.85 | 0.85 | 0.85 | 0.85 | 0.85 | 0.85 | 0.85 | 0.85 | 0.85 | 0.85 | 0.85 | 0.85
34 | 0.85 | 0.85 | 0.85 | 0.85 | 0.85 | 0.85 | 0.85 | 0.85 | 0.85 | 0.85 | 0.85 | 0.85 | 0.85 | 0.85 | 0.85 | 0.85 | 0.85 | 0.85 | 0.85 | 0.85 | 0.85 | 0.85 | 0.85 | 0.85 | 0.85 | 0.85 | 0.85 | 0.85 | 0.85 | 0.85 | 0.85 | 0.85 | 0.85 | 0.85 | 0.85 | 0.85
35 | 0.85 | 0.85 | 0.85 | 0.85 | 0.85 | 0.85 | 0.85 | 0.85 | 0.85 | 0.85 | 0.85 | 0.85 | 0.85 | 0.85 | 0.85 | 0.85 | 0.85 | 0.85 | 0.85 | 0.85 | 0.85 | 0.85 | 0.85 | 0.85 | 0.85 | 0.85 | 0.85 | 0.85 | 0.85 | 0.85 | 0.85 | 0.85 | 0.85 | 0.85 | 0.85 | 0.85
36 | 0.85 | 0.85 | 0.85 | 0.85 | 0.85 | 0.85 | 0.85 | 0.85 | 0.85 | 0.85 | 0.85 | 0.85 | 0.85 | 0.85 | 0.85 | 0.85 | 0.85 | 0.85 | 0.85 | 0.85 | 0.85 | 0.85 | 0.85 | 0.85 | 0.85 | 0.85 | 0.85 | 0.85 | 0.85 | 0.85 | 0.85 | 0.85 | 0.85 | 0.85 | 0.85 | 0.85
37 | 0.85 | 0.85 | 0.85 | 0.85 | 0.85 | 0.85 | 0.85 | 0.85 | 0.85 | 0.85 | 0.85 | 0.85 | 0.85 | 0.85 | 0.85 | 0.85 | 0.85 | 0.85 | 0.85 | 0.85 | 0.85 | 0.85 | 0.85 | 0.85 | 0.85 | 0.85 | 0.85 | 0.85 | 0.85 | 0.85 | 0.85 | 0.85 | 0.85 | 0.85 | 0.85 | 0.85
38 | 0.85 | 0.85 | 0.85 | 0.85 | 0.85 | 0.85 | 0.85 | 0.85 | 0.85 | 0.85 | 0.85 | 0.85 | 0.85 | 0.85 | 0.85 | 0.85 | 0.85 | 0.85 | 0.85 | 0.85 | 0.85 | 0.85 | 0.85 | 0.85 | 0.85 | 0.85 | 0.85 | 0.85 | 0.85 | 0.85 | 0.85 | 0.85 | 0.85 | 0.85 | 0.85 | 0.85
39 | 0.85 | 0.85 | 0.85 | 0.85 | 0.85 | 0.85 | 0.85 | 0.85 | 0.85 | 0.85 | 0.85 | 0.85 | 0.85 | 0.85 | 0.85 | 0.85 | 0.85 | 0.85 | 0.85 | 0.85 | 0.85 | 0.85 | 0.85 | 0.85 | 0.85 | 0.85 | 0.85 | 0.85 | 0.85 | 0.85 | 0.85 | 0.85 | 0.85 | 0.85 | 0.85 | 0.85
40 | 0.85 | 0.85 | 0.85 | 0.85 | 0.85 | 0.85 | 0.85 | 0.85 | 0.85 | 0.85 | 0.85 | 0.85 | 0.85 | 0.85 | 0.85 | 0.85 | 0.85 | 0.85 | 0.85 | 0.85 | 0.85 | 0.85 | 0.85 | 0.85 | 0.85 | 0.85 | 0.85 | 0.85 | 0.85 | 0.85 | 0.85 | 0.85 | 0.85 | 0.85 | 0.85 | 0.85
41 | 0.85 | 0.85 | 0.85 | 0.85 | 0.85 | 0.85 | 0.85 | 0.85 | 0.85 | 0.85 | 0.85 | 0.85 | 0.85 | 0.85 | 0.85 | 0.85 | 0.85 | 0.85 | 0.85 | 0.85 | 0.85 | 0.85 | 0.85 | 0.85 | 0.85 | 0.85 | 0.85 | 0.85 | 0.85 | 0.85 | 0.85 | 0.85 | 0.85 | 0.85 | 0.85 | 0.85
42 | 0.85 | 0.85 | 0.85 | 0.85 | 0.85 | 0.85 | 0.85 | 0.85 | 0.85 | 0.85 | 0.85 | 0.85 | 0.85 | 0.85 | 0.85 | 0.85 | 0.85 | 0.85 | 0.85 | 0.85 | 0.85 | 0.85 | 0.85 | 0.85 | 0.85 | 0.85 | 0.85 | 0.85 | 0.85 | 0.85 | 0.85 | 0.85 | 0.85 | 0.85 | 0.85 | 0.85
43 | 0.85 | 0.85 | 0.85 | 0.85 | 0.85 | 0.85 | 0.85 | 0.85 | 0.85 | 0.85 | 0.85 | 0.85 | 0.85 | 0.85 | 0.85 | 0.85 | 0.85 | 0.85 | 0.85 | 0.85 | 0.85 | 0.85 | 0.85 | 0.85 | 0.85 | 0.85 | 0.85 | 0.85 | 0.85 | 0.85 | 0.85 | 0.85 | 0.85 | 0.85 | 0.85 | 0.85
44 | 0.85 | 0.85 | 0.85 | 0.85 | 0.85 | 0.85 | 0.85 | 0.85 | 0.85 | 0.85 | 0.85 | 0.85 | 0.85 | 0.85 | 0.85 | 0.85 | 0.85 | 0.85 | 0.85 | 0.85 | 0.85 | 0.85 | 0.85 | 0.85 | 0.85 | 0.85 | 0.85 | 0.85 | 0.85 | 0.85 | 0.85 | 0.85 | 0.85 | 0.85 | 0.85 | 0.85
45 | 0.85 | 0.85 | 0.85 | 0.85 | 0.85 | 0.85 | 0.85 | 0.85 | 0.85 | 0.85 | 0.85 | 0.85 | 0.85 | 0.85 | 0.85 | 0.85 | 0.85 | 0.85 | 0.85 | 0.85 | 0.85 | 0.85 | 0.85 | 0.85 | 0.85 | 0.85 | 0.85 | 0.85 | 0.85 | 0.85 | 0.85 | 0.85 | 0.85 | 0.85 | 0.85 | 0.85
46 | 0.85 | 0.85 | 0.85 | 0.85 | 0.85 | 0.85 | 0.85 | 0.85 | 0.85 | 0.85 | 0.85 | 0.85 | 0.85 | 0.85 | 0.85 | 0.85 | 0.85 | 0.85 | 0.85 | 0.85 | 0.85 | 0.85 | 0.85 | 0.85 | 0.85 | 0.85 | 0.85 | 0.85 | 0.85 | 0.85 | 0.85 | 0.85 | 0.85 | 0.85 | 0.85 | 0.85
47 | 0.85 | 0.85 | 0.85 | 0.85 | 0.85 | 0.85 | 0.85 | 0.85 | 0.85 | 0.85 | 0.85 | 0.85 | 0.85 | 0.85 | 0.85 | 0.85 | 0.85 | 0.85 | 0.85 | 0.85 | 0.85 | 0.85 | 0.85 | 0.85 | 0.85 | 0.85 | 0.85 | 0.85 | 0.85 | 0.85 | 0.85 | 0.85 | 0.85 | 0.85 | 0.85 | 0.85
48 | 0.85 | 0.85 | 0.85 | 0.85 | 0.85 | 0.85 | 0.85 | 0.85 | 0.85 | 0.85 | 0.85 | 0.85 | 0.85 | 0.85 | 0.85 | 0.85 | 0.85 | 0.85 | 0.85 | 0.85 | 0.85 | 0.85 | 0.85 | 0.85 | 0.85 | 0.85 | 0.85 | 0.85 | 0.85 | 0.85 | 0.85 | 0.85 | 0.85 | 0.85 | 0.85 | 0.85
49 | 0.85 | 0.85 | 0.85 | 0.85 | 0.85 | 0.85 | 0.85 | 0.85 | 0.85 | 0.85 | 0.85 | 0.85 | 0.85 | 0.85 | 0.85 | 0.85 | 0.85 | 0.85 | 0.85 | 0.85 | 0.85 | 0.85 | 0.85 | 0.85 | 0.85 | 0.85 | 0.85 | 0.85 | 0.85 | 0.85 | 0.85 | 0.85 | 0.85 | 0.85 | 0.85 | 0.85
50 | 0.85 | 0.85 | 0.85 | 0.85 | 0.85 | 0.85 | 0.85 | 0.85 | 0.85 | 0.85 | 0.85 | 0.85 | 0.85 | 0.85 | 0.85 | 0.85 | 0.85 | 0.85 | 0.85 | 0.85 | 0.85 | 0.85 | 0.85 | 0.85 | 0.85 | 0.85 | 0.85 | 0.85 | 0.85 | 0.85 | 0.85 | 0.85 | 0.85 | 0.85 | 0.85 | 0.85
51 | 0.85 | 0.85 | 0.85 | 0.85 | 0.85 | 0.85 | 0.85 | 0.85 | 0.85 | 0.85 | 0.85 | 0.85 | 0.85 | 0.85 | 0.85 | 0.85 | 0.85 | 0.85 | 0.85 | 0.85 | 0.85 | 0.85 | 0.85 | 0.85 | 0.85 | 0.85 | 0.85 | 0.85 | 0.85 | 0.85 | 0.85 | 0.85 | 0.85 | 0.85 | 0.85 | 0.85
52 | 0.85 | 0.85 | 0.85 | 0.85 | 0.85 | 0.85 | 0.85 | 0.85 | 0.85 | 0.85 | 0.85 | 0.85 | 0.85 | 0.85 | 0.85 | 0.85 | 0.85 | 0.85 | 0.85 | 0.85 | 0.85 | 0.85 | 0.85 | 0.85 | 0.85 | 0.85 | 0.85 | 0.85 | 0.85 | 0.85 | 0.85 | 0.85 | 0.85 | 0.85 | 0.85 | 0.85
| XKPHYRRHO0 |  |  | 0.265
| 2020 | 2021 | 2022 | 2023 | 2024 | 2025 | 2026 | 2027 | 2028 | 2029 | 2030 | 2031 | 2032 | 2033 | 2034 | 2035 | 2036 | 2037 | 2038 | 2039 | 2040 | 2041 | 2042 | 2043 | 2044 | 2045 | 2046 | 2047 | 2048 | 2049 | 2050 | 2051 | 2052 | 2053 | 2054 | 2055:=
1 | 0.265 | 0.265 | 0.265 | 0.265 | 0.265 | 0.265 | 0.265 | 0.265 | 0.265 | 0.265 | 0.265 | 0.265 | 0.265 | 0.265 | 0.265 | 0.265 | 0.265 | 0.265 | 0.265 | 0.265 | 0.265 | 0.265 | 0.265 | 0.265 | 0.265 | 0.265 | 0.265 | 0.265 | 0.265 | 0.265 | 0.265 | 0.265 | 0.265 | 0.265 | 0.265 | 0.265
2 | 0.265 | 0.265 | 0.265 | 0.265 | 0.265 | 0.265 | 0.265 | 0.265 | 0.265 | 0.265 | 0.265 | 0.265 | 0.265 | 0.265 | 0.265 | 0.265 | 0.265 | 0.265 | 0.265 | 0.265 | 0.265 | 0.265 | 0.265 | 0.265 | 0.265 | 0.265 | 0.265 | 0.265 | 0.265 | 0.265 | 0.265 | 0.265 | 0.265 | 0.265 | 0.265 | 0.265
3 | 0.265 | 0.265 | 0.265 | 0.265 | 0.265 | 0.265 | 0.265 | 0.265 | 0.265 | 0.265 | 0.265 | 0.265 | 0.265 | 0.265 | 0.265 | 0.265 | 0.265 | 0.265 | 0.265 | 0.265 | 0.265 | 0.265 | 0.265 | 0.265 | 0.265 | 0.265 | 0.265 | 0.265 | 0.265 | 0.265 | 0.265 | 0.265 | 0.265 | 0.265 | 0.265 | 0.265
4 | 0.265 | 0.265 | 0.265 | 0.265 | 0.265 | 0.265 | 0.265 | 0.265 | 0.265 | 0.265 | 0.265 | 0.265 | 0.265 | 0.265 | 0.265 | 0.265 | 0.265 | 0.265 | 0.265 | 0.265 | 0.265 | 0.265 | 0.265 | 0.265 | 0.265 | 0.265 | 0.265 | 0.265 | 0.265 | 0.265 | 0.265 | 0.265 | 0.265 | 0.265 | 0.265 | 0.265
5 | 0.265 | 0.265 | 0.265 | 0.265 | 0.265 | 0.265 | 0.265 | 0.265 | 0.265 | 0.265 | 0.265 | 0.265 | 0.265 | 0.265 | 0.265 | 0.265 | 0.265 | 0.265 | 0.265 | 0.265 | 0.265 | 0.265 | 0.265 | 0.265 | 0.265 | 0.265 | 0.265 | 0.265 | 0.265 | 0.265 | 0.265 | 0.265 | 0.265 | 0.265 | 0.265 | 0.265
6 | 0.265 | 0.265 | 0.265 | 0.265 | 0.265 | 0.265 | 0.265 | 0.265 | 0.265 | 0.265 | 0.265 | 0.265 | 0.265 | 0.265 | 0.265 | 0.265 | 0.265 | 0.265 | 0.265 | 0.265 | 0.265 | 0.265 | 0.265 | 0.265 | 0.265 | 0.265 | 0.265 | 0.265 | 0.265 | 0.265 | 0.265 | 0.265 | 0.265 | 0.265 | 0.265 | 0.265
7 | 0.265 | 0.265 | 0.265 | 0.265 | 0.265 | 0.265 | 0.265 | 0.265 | 0.265 | 0.265 | 0.265 | 0.265 | 0.265 | 0.265 | 0.265 | 0.265 | 0.265 | 0.265 | 0.265 | 0.265 | 0.265 | 0.265 | 0.265 | 0.265 | 0.265 | 0.265 | 0.265 | 0.265 | 0.265 | 0.265 | 0.265 | 0.265 | 0.265 | 0.265 | 0.265 | 0.265
8 | 0.265 | 0.265 | 0.265 | 0.265 | 0.265 | 0.265 | 0.265 | 0.265 | 0.265 | 0.265 | 0.265 | 0.265 | 0.265 | 0.265 | 0.265 | 0.265 | 0.265 | 0.265 | 0.265 | 0.265 | 0.265 | 0.265 | 0.265 | 0.265 | 0.265 | 0.265 | 0.265 | 0.265 | 0.265 | 0.265 | 0.265 | 0.265 | 0.265 | 0.265 | 0.265 | 0.265
9 | 0.265 | 0.265 | 0.265 | 0.265 | 0.265 | 0.265 | 0.265 | 0.265 | 0.265 | 0.265 | 0.265 | 0.265 | 0.265 | 0.265 | 0.265 | 0.265 | 0.265 | 0.265 | 0.265 | 0.265 | 0.265 | 0.265 | 0.265 | 0.265 | 0.265 | 0.265 | 0.265 | 0.265 | 0.265 | 0.265 | 0.265 | 0.265 | 0.265 | 0.265 | 0.265 | 0.265
10 | 0.265 | 0.265 | 0.265 | 0.265 | 0.265 | 0.265 | 0.265 | 0.265 | 0.265 | 0.265 | 0.265 | 0.265 | 0.265 | 0.265 | 0.265 | 0.265 | 0.265 | 0.265 | 0.265 | 0.265 | 0.265 | 0.265 | 0.265 | 0.265 | 0.265 | 0.265 | 0.265 | 0.265 | 0.265 | 0.265 | 0.265 | 0.265 | 0.265 | 0.265 | 0.265 | 0.265
11 | 0.265 | 0.265 | 0.265 | 0.265 | 0.265 | 0.265 | 0.265 | 0.265 | 0.265 | 0.265 | 0.265 | 0.265 | 0.265 | 0.265 | 0.265 | 0.265 | 0.265 | 0.265 | 0.265 | 0.265 | 0.265 | 0.265 | 0.265 | 0.265 | 0.265 | 0.265 | 0.265 | 0.265 | 0.265 | 0.265 | 0.265 | 0.265 | 0.265 | 0.265 | 0.265 | 0.265
12 | 0.265 | 0.265 | 0.265 | 0.265 | 0.265 | 0.265 | 0.265 | 0.265 | 0.265 | 0.265 | 0.265 | 0.265 | 0.265 | 0.265 | 0.265 | 0.265 | 0.265 | 0.265 | 0.265 | 0.265 | 0.265 | 0.265 | 0.265 | 0.265 | 0.265 | 0.265 | 0.265 | 0.265 | 0.265 | 0.265 | 0.265 | 0.265 | 0.265 | 0.265 | 0.265 | 0.265
13 | 0.265 | 0.265 | 0.265 | 0.265 | 0.265 | 0.265 | 0.265 | 0.265 | 0.265 | 0.265 | 0.265 | 0.265 | 0.265 | 0.265 | 0.265 | 0.265 | 0.265 | 0.265 | 0.265 | 0.265 | 0.265 | 0.265 | 0.265 | 0.265 | 0.265 | 0.265 | 0.265 | 0.265 | 0.265 | 0.265 | 0.265 | 0.265 | 0.265 | 0.265 | 0.265 | 0.265
14 | 0.265 | 0.265 | 0.265 | 0.265 | 0.265 | 0.265 | 0.265 | 0.265 | 0.265 | 0.265 | 0.265 | 0.265 | 0.265 | 0.265 | 0.265 | 0.265 | 0.265 | 0.265 | 0.265 | 0.265 | 0.265 | 0.265 | 0.265 | 0.265 | 0.265 | 0.265 | 0.265 | 0.265 | 0.265 | 0.265 | 0.265 | 0.265 | 0.265 | 0.265 | 0.265 | 0.265
15 | 0.265 | 0.265 | 0.265 | 0.265 | 0.265 | 0.265 | 0.265 | 0.265 | 0.265 | 0.265 | 0.265 | 0.265 | 0.265 | 0.265 | 0.265 | 0.265 | 0.265 | 0.265 | 0.265 | 0.265 | 0.265 | 0.265 | 0.265 | 0.265 | 0.265 | 0.265 | 0.265 | 0.265 | 0.265 | 0.265 | 0.265 | 0.265 | 0.265 | 0.265 | 0.265 | 0.265
16 | 0.265 | 0.265 | 0.265 | 0.265 | 0.265 | 0.265 | 0.265 | 0.265 | 0.265 | 0.265 | 0.265 | 0.265 | 0.265 | 0.265 | 0.265 | 0.265 | 0.265 | 0.265 | 0.265 | 0.265 | 0.265 | 0.265 | 0.265 | 0.265 | 0.265 | 0.265 | 0.265 | 0.265 | 0.265 | 0.265 | 0.265 | 0.265 | 0.265 | 0.265 | 0.265 | 0.265
17 | 0.265 | 0.265 | 0.265 | 0.265 | 0.265 | 0.265 | 0.265 | 0.265 | 0.265 | 0.265 | 0.265 | 0.265 | 0.265 | 0.265 | 0.265 | 0.265 | 0.265 | 0.265 | 0.265 | 0.265 | 0.265 | 0.265 | 0.265 | 0.265 | 0.265 | 0.265 | 0.265 | 0.265 | 0.265 | 0.265 | 0.265 | 0.265 | 0.265 | 0.265 | 0.265 | 0.265
18 | 0.265 | 0.265 | 0.265 | 0.265 | 0.265 | 0.265 | 0.265 | 0.265 | 0.265 | 0.265 | 0.265 | 0.265 | 0.265 | 0.265 | 0.265 | 0.265 | 0.265 | 0.265 | 0.265 | 0.265 | 0.265 | 0.265 | 0.265 | 0.265 | 0.265 | 0.265 | 0.265 | 0.265 | 0.265 | 0.265 | 0.265 | 0.265 | 0.265 | 0.265 | 0.265 | 0.265
19 | 0.265 | 0.265 | 0.265 | 0.265 | 0.265 | 0.265 | 0.265 | 0.265 | 0.265 | 0.265 | 0.265 | 0.265 | 0.265 | 0.265 | 0.265 | 0.265 | 0.265 | 0.265 | 0.265 | 0.265 | 0.265 | 0.265 | 0.265 | 0.265 | 0.265 | 0.265 | 0.265 | 0.265 | 0.265 | 0.265 | 0.265 | 0.265 | 0.265 | 0.265 | 0.265 | 0.265
20 | 0.265 | 0.265 | 0.265 | 0.265 | 0.265 | 0.265 | 0.265 | 0.265 | 0.265 | 0.265 | 0.265 | 0.265 | 0.265 | 0.265 | 0.265 | 0.265 | 0.265 | 0.265 | 0.265 | 0.265 | 0.265 | 0.265 | 0.265 | 0.265 | 0.265 | 0.265 | 0.265 | 0.265 | 0.265 | 0.265 | 0.265 | 0.265 | 0.265 | 0.265 | 0.265 | 0.265
21 | 0.265 | 0.265 | 0.265 | 0.265 | 0.265 | 0.265 | 0.265 | 0.265 | 0.265 | 0.265 | 0.265 | 0.265 | 0.265 | 0.265 | 0.265 | 0.265 | 0.265 | 0.265 | 0.265 | 0.265 | 0.265 | 0.265 | 0.265 | 0.265 | 0.265 | 0.265 | 0.265 | 0.265 | 0.265 | 0.265 | 0.265 | 0.265 | 0.265 | 0.265 | 0.265 | 0.265
22 | 0.265 | 0.265 | 0.265 | 0.265 | 0.265 | 0.265 | 0.265 | 0.265 | 0.265 | 0.265 | 0.265 | 0.265 | 0.265 | 0.265 | 0.265 | 0.265 | 0.265 | 0.265 | 0.265 | 0.265 | 0.265 | 0.265 | 0.265 | 0.265 | 0.265 | 0.265 | 0.265 | 0.265 | 0.265 | 0.265 | 0.265 | 0.265 | 0.265 | 0.265 | 0.265 | 0.265
23 | 0.265 | 0.265 | 0.265 | 0.265 | 0.265 | 0.265 | 0.265 | 0.265 | 0.265 | 0.265 | 0.265 | 0.265 | 0.265 | 0.265 | 0.265 | 0.265 | 0.265 | 0.265 | 0.265 | 0.265 | 0.265 | 0.265 | 0.265 | 0.265 | 0.265 | 0.265 | 0.265 | 0.265 | 0.265 | 0.265 | 0.265 | 0.265 | 0.265 | 0.265 | 0.265 | 0.265
24 | 0.265 | 0.265 | 0.265 | 0.265 | 0.265 | 0.265 | 0.265 | 0.265 | 0.265 | 0.265 | 0.265 | 0.265 | 0.265 | 0.265 | 0.265 | 0.265 | 0.265 | 0.265 | 0.265 | 0.265 | 0.265 | 0.265 | 0.265 | 0.265 | 0.265 | 0.265 | 0.265 | 0.265 | 0.265 | 0.265 | 0.265 | 0.265 | 0.265 | 0.265 | 0.265 | 0.265
25 | 0.265 | 0.265 | 0.265 | 0.265 | 0.265 | 0.265 | 0.265 | 0.265 | 0.265 | 0.265 | 0.265 | 0.265 | 0.265 | 0.265 | 0.265 | 0.265 | 0.265 | 0.265 | 0.265 | 0.265 | 0.265 | 0.265 | 0.265 | 0.265 | 0.265 | 0.265 | 0.265 | 0.265 | 0.265 | 0.265 | 0.265 | 0.265 | 0.265 | 0.265 | 0.265 | 0.265
26 | 0.265 | 0.265 | 0.265 | 0.265 | 0.265 | 0.265 | 0.265 | 0.265 | 0.265 | 0.265 | 0.265 | 0.265 | 0.265 | 0.265 | 0.265 | 0.265 | 0.265 | 0.265 | 0.265 | 0.265 | 0.265 | 0.265 | 0.265 | 0.265 | 0.265 | 0.265 | 0.265 | 0.265 | 0.265 | 0.265 | 0.265 | 0.265 | 0.265 | 0.265 | 0.265 | 0.265
27 | 0.265 | 0.265 | 0.265 | 0.265 | 0.265 | 0.265 | 0.265 | 0.265 | 0.265 | 0.265 | 0.265 | 0.265 | 0.265 | 0.265 | 0.265 | 0.265 | 0.265 | 0.265 | 0.265 | 0.265 | 0.265 | 0.265 | 0.265 | 0.265 | 0.265 | 0.265 | 0.265 | 0.265 | 0.265 | 0.265 | 0.265 | 0.265 | 0.265 | 0.265 | 0.265 | 0.265
28 | 0.265 | 0.265 | 0.265 | 0.265 | 0.265 | 0.265 | 0.265 | 0.265 | 0.265 | 0.265 | 0.265 | 0.265 | 0.265 | 0.265 | 0.265 | 0.265 | 0.265 | 0.265 | 0.265 | 0.265 | 0.265 | 0.265 | 0.265 | 0.265 | 0.265 | 0.265 | 0.265 | 0.265 | 0.265 | 0.265 | 0.265 | 0.265 | 0.265 | 0.265 | 0.265 | 0.265
29 | 0.265 | 0.265 | 0.265 | 0.265 | 0.265 | 0.265 | 0.265 | 0.265 | 0.265 | 0.265 | 0.265 | 0.265 | 0.265 | 0.265 | 0.265 | 0.265 | 0.265 | 0.265 | 0.265 | 0.265 | 0.265 | 0.265 | 0.265 | 0.265 | 0.265 | 0.265 | 0.265 | 0.265 | 0.265 | 0.265 | 0.265 | 0.265 | 0.265 | 0.265 | 0.265 | 0.265
30 | 0.265 | 0.265 | 0.265 | 0.265 | 0.265 | 0.265 | 0.265 | 0.265 | 0.265 | 0.265 | 0.265 | 0.265 | 0.265 | 0.265 | 0.265 | 0.265 | 0.265 | 0.265 | 0.265 | 0.265 | 0.265 | 0.265 | 0.265 | 0.265 | 0.265 | 0.265 | 0.265 | 0.265 | 0.265 | 0.265 | 0.265 | 0.265 | 0.265 | 0.265 | 0.265 | 0.265
31 | 0.265 | 0.265 | 0.265 | 0.265 | 0.265 | 0.265 | 0.265 | 0.265 | 0.265 | 0.265 | 0.265 | 0.265 | 0.265 | 0.265 | 0.265 | 0.265 | 0.265 | 0.265 | 0.265 | 0.265 | 0.265 | 0.265 | 0.265 | 0.265 | 0.265 | 0.265 | 0.265 | 0.265 | 0.265 | 0.265 | 0.265 | 0.265 | 0.265 | 0.265 | 0.265 | 0.265
32 | 0.265 | 0.265 | 0.265 | 0.265 | 0.265 | 0.265 | 0.265 | 0.265 | 0.265 | 0.265 | 0.265 | 0.265 | 0.265 | 0.265 | 0.265 | 0.265 | 0.265 | 0.265 | 0.265 | 0.265 | 0.265 | 0.265 | 0.265 | 0.265 | 0.265 | 0.265 | 0.265 | 0.265 | 0.265 | 0.265 | 0.265 | 0.265 | 0.265 | 0.265 | 0.265 | 0.265
33 | 0.265 | 0.265 | 0.265 | 0.265 | 0.265 | 0.265 | 0.265 | 0.265 | 0.265 | 0.265 | 0.265 | 0.265 | 0.265 | 0.265 | 0.265 | 0.265 | 0.265 | 0.265 | 0.265 | 0.265 | 0.265 | 0.265 | 0.265 | 0.265 | 0.265 | 0.265 | 0.265 | 0.265 | 0.265 | 0.265 | 0.265 | 0.265 | 0.265 | 0.265 | 0.265 | 0.265
34 | 0.265 | 0.265 | 0.265 | 0.265 | 0.265 | 0.265 | 0.265 | 0.265 | 0.265 | 0.265 | 0.265 | 0.265 | 0.265 | 0.265 | 0.265 | 0.265 | 0.265 | 0.265 | 0.265 | 0.265 | 0.265 | 0.265 | 0.265 | 0.265 | 0.265 | 0.265 | 0.265 | 0.265 | 0.265 | 0.265 | 0.265 | 0.265 | 0.265 | 0.265 | 0.265 | 0.265
35 | 0.265 | 0.265 | 0.265 | 0.265 | 0.265 | 0.265 | 0.265 | 0.265 | 0.265 | 0.265 | 0.265 | 0.265 | 0.265 | 0.265 | 0.265 | 0.265 | 0.265 | 0.265 | 0.265 | 0.265 | 0.265 | 0.265 | 0.265 | 0.265 | 0.265 | 0.265 | 0.265 | 0.265 | 0.265 | 0.265 | 0.265 | 0.265 | 0.265 | 0.265 | 0.265 | 0.265
36 | 0.265 | 0.265 | 0.265 | 0.265 | 0.265 | 0.265 | 0.265 | 0.265 | 0.265 | 0.265 | 0.265 | 0.265 | 0.265 | 0.265 | 0.265 | 0.265 | 0.265 | 0.265 | 0.265 | 0.265 | 0.265 | 0.265 | 0.265 | 0.265 | 0.265 | 0.265 | 0.265 | 0.265 | 0.265 | 0.265 | 0.265 | 0.265 | 0.265 | 0.265 | 0.265 | 0.265
37 | 0.265 | 0.265 | 0.265 | 0.265 | 0.265 | 0.265 | 0.265 | 0.265 | 0.265 | 0.265 | 0.265 | 0.265 | 0.265 | 0.265 | 0.265 | 0.265 | 0.265 | 0.265 | 0.265 | 0.265 | 0.265 | 0.265 | 0.265 | 0.265 | 0.265 | 0.265 | 0.265 | 0.265 | 0.265 | 0.265 | 0.265 | 0.265 | 0.265 | 0.265 | 0.265 | 0.265
38 | 0.265 | 0.265 | 0.265 | 0.265 | 0.265 | 0.265 | 0.265 | 0.265 | 0.265 | 0.265 | 0.265 | 0.265 | 0.265 | 0.265 | 0.265 | 0.265 | 0.265 | 0.265 | 0.265 | 0.265 | 0.265 | 0.265 | 0.265 | 0.265 | 0.265 | 0.265 | 0.265 | 0.265 | 0.265 | 0.265 | 0.265 | 0.265 | 0.265 | 0.265 | 0.265 | 0.265
39 | 0.265 | 0.265 | 0.265 | 0.265 | 0.265 | 0.265 | 0.265 | 0.265 | 0.265 | 0.265 | 0.265 | 0.265 | 0.265 | 0.265 | 0.265 | 0.265 | 0.265 | 0.265 | 0.265 | 0.265 | 0.265 | 0.265 | 0.265 | 0.265 | 0.265 | 0.265 | 0.265 | 0.265 | 0.265 | 0.265 | 0.265 | 0.265 | 0.265 | 0.265 | 0.265 | 0.265
40 | 0.265 | 0.265 | 0.265 | 0.265 | 0.265 | 0.265 | 0.265 | 0.265 | 0.265 | 0.265 | 0.265 | 0.265 | 0.265 | 0.265 | 0.265 | 0.265 | 0.265 | 0.265 | 0.265 | 0.265 | 0.265 | 0.265 | 0.265 | 0.265 | 0.265 | 0.265 | 0.265 | 0.265 | 0.265 | 0.265 | 0.265 | 0.265 | 0.265 | 0.265 | 0.265 | 0.265
41 | 0.265 | 0.265 | 0.265 | 0.265 | 0.265 | 0.265 | 0.265 | 0.265 | 0.265 | 0.265 | 0.265 | 0.265 | 0.265 | 0.265 | 0.265 | 0.265 | 0.265 | 0.265 | 0.265 | 0.265 | 0.265 | 0.265 | 0.265 | 0.265 | 0.265 | 0.265 | 0.265 | 0.265 | 0.265 | 0.265 | 0.265 | 0.265 | 0.265 | 0.265 | 0.265 | 0.265
42 | 0.265 | 0.265 | 0.265 | 0.265 | 0.265 | 0.265 | 0.265 | 0.265 | 0.265 | 0.265 | 0.265 | 0.265 | 0.265 | 0.265 | 0.265 | 0.265 | 0.265 | 0.265 | 0.265 | 0.265 | 0.265 | 0.265 | 0.265 | 0.265 | 0.265 | 0.265 | 0.265 | 0.265 | 0.265 | 0.265 | 0.265 | 0.265 | 0.265 | 0.265 | 0.265 | 0.265
43 | 0.265 | 0.265 | 0.265 | 0.265 | 0.265 | 0.265 | 0.265 | 0.265 | 0.265 | 0.265 | 0.265 | 0.265 | 0.265 | 0.265 | 0.265 | 0.265 | 0.265 | 0.265 | 0.265 | 0.265 | 0.265 | 0.265 | 0.265 | 0.265 | 0.265 | 0.265 | 0.265 | 0.265 | 0.265 | 0.265 | 0.265 | 0.265 | 0.265 | 0.265 | 0.265 | 0.265
44 | 0.265 | 0.265 | 0.265 | 0.265 | 0.265 | 0.265 | 0.265 | 0.265 | 0.265 | 0.265 | 0.265 | 0.265 | 0.265 | 0.265 | 0.265 | 0.265 | 0.265 | 0.265 | 0.265 | 0.265 | 0.265 | 0.265 | 0.265 | 0.265 | 0.265 | 0.265 | 0.265 | 0.265 | 0.265 | 0.265 | 0.265 | 0.265 | 0.265 | 0.265 | 0.265 | 0.265
45 | 0.265 | 0.265 | 0.265 | 0.265 | 0.265 | 0.265 | 0.265 | 0.265 | 0.265 | 0.265 | 0.265 | 0.265 | 0.265 | 0.265 | 0.265 | 0.265 | 0.265 | 0.265 | 0.265 | 0.265 | 0.265 | 0.265 | 0.265 | 0.265 | 0.265 | 0.265 | 0.265 | 0.265 | 0.265 | 0.265 | 0.265 | 0.265 | 0.265 | 0.265 | 0.265 | 0.265
46 | 0.265 | 0.265 | 0.265 | 0.265 | 0.265 | 0.265 | 0.265 | 0.265 | 0.265 | 0.265 | 0.265 | 0.265 | 0.265 | 0.265 | 0.265 | 0.265 | 0.265 | 0.265 | 0.265 | 0.265 | 0.265 | 0.265 | 0.265 | 0.265 | 0.265 | 0.265 | 0.265 | 0.265 | 0.265 | 0.265 | 0.265 | 0.265 | 0.265 | 0.265 | 0.265 | 0.265
47 | 0.265 | 0.265 | 0.265 | 0.265 | 0.265 | 0.265 | 0.265 | 0.265 | 0.265 | 0.265 | 0.265 | 0.265 | 0.265 | 0.265 | 0.265 | 0.265 | 0.265 | 0.265 | 0.265 | 0.265 | 0.265 | 0.265 | 0.265 | 0.265 | 0.265 | 0.265 | 0.265 | 0.265 | 0.265 | 0.265 | 0.265 | 0.265 | 0.265 | 0.265 | 0.265 | 0.265
48 | 0.265 | 0.265 | 0.265 | 0.265 | 0.265 | 0.265 | 0.265 | 0.265 | 0.265 | 0.265 | 0.265 | 0.265 | 0.265 | 0.265 | 0.265 | 0.265 | 0.265 | 0.265 | 0.265 | 0.265 | 0.265 | 0.265 | 0.265 | 0.265 | 0.265 | 0.265 | 0.265 | 0.265 | 0.265 | 0.265 | 0.265 | 0.265 | 0.265 | 0.265 | 0.265 | 0.265
49 | 0.265 | 0.265 | 0.265 | 0.265 | 0.265 | 0.265 | 0.265 | 0.265 | 0.265 | 0.265 | 0.265 | 0.265 | 0.265 | 0.265 | 0.265 | 0.265 | 0.265 | 0.265 | 0.265 | 0.265 | 0.265 | 0.265 | 0.265 | 0.265 | 0.265 | 0.265 | 0.265 | 0.265 | 0.265 | 0.265 | 0.265 | 0.265 | 0.265 | 0.265 | 0.265 | 0.265
50 | 0.265 | 0.265 | 0.265 | 0.265 | 0.265 | 0.265 | 0.265 | 0.265 | 0.265 | 0.265 | 0.265 | 0.265 | 0.265 | 0.265 | 0.265 | 0.265 | 0.265 | 0.265 | 0.265 | 0.265 | 0.265 | 0.265 | 0.265 | 0.265 | 0.265 | 0.265 | 0.265 | 0.265 | 0.265 | 0.265 | 0.265 | 0.265 | 0.265 | 0.265 | 0.265 | 0.265
51 | 0.265 | 0.265 | 0.265 | 0.265 | 0.265 | 0.265 | 0.265 | 0.265 | 0.265 | 0.265 | 0.265 | 0.265 | 0.265 | 0.265 | 0.265 | 0.265 | 0.265 | 0.265 | 0.265 | 0.265 | 0.265 | 0.265 | 0.265 | 0.265 | 0.265 | 0.265 | 0.265 | 0.265 | 0.265 | 0.265 | 0.265 | 0.265 | 0.265 | 0.265 | 0.265 | 0.265
52 | 0.265 | 0.265 | 0.265 | 0.265 | 0.265 | 0.265 | 0.265 | 0.265 | 0.265 | 0.265 | 0.265 | 0.265 | 0.265 | 0.265 | 0.265 | 0.265 | 0.265 | 0.265 | 0.265 | 0.265 | 0.265 | 0.265 | 0.265 | 0.265 | 0.265 | 0.265 | 0.265 | 0.265 | 0.265 | 0.265 | 0.265 | 0.265 | 0.265 | 0.265 | 0.265 | 0.265
| XKPHYRRNO0 |  |  | 0.265
| 2020 | 2021 | 2022 | 2023 | 2024 | 2025 | 2026 | 2027 | 2028 | 2029 | 2030 | 2031 | 2032 | 2033 | 2034 | 2035 | 2036 | 2037 | 2038 | 2039 | 2040 | 2041 | 2042 | 2043 | 2044 | 2045 | 2046 | 2047 | 2048 | 2049 | 2050 | 2051 | 2052 | 2053 | 2054 | 2055:=
1 | 0.265 | 0.265 | 0.265 | 0.265 | 0.265 | 0.265 | 0.265 | 0.265 | 0.265 | 0.265 | 0.265 | 0.265 | 0.265 | 0.265 | 0.265 | 0.265 | 0.265 | 0.265 | 0.265 | 0.265 | 0.265 | 0.265 | 0.265 | 0.265 | 0.265 | 0.265 | 0.265 | 0.265 | 0.265 | 0.265 | 0.265 | 0.265 | 0.265 | 0.265 | 0.265 | 0.265
2 | 0.265 | 0.265 | 0.265 | 0.265 | 0.265 | 0.265 | 0.265 | 0.265 | 0.265 | 0.265 | 0.265 | 0.265 | 0.265 | 0.265 | 0.265 | 0.265 | 0.265 | 0.265 | 0.265 | 0.265 | 0.265 | 0.265 | 0.265 | 0.265 | 0.265 | 0.265 | 0.265 | 0.265 | 0.265 | 0.265 | 0.265 | 0.265 | 0.265 | 0.265 | 0.265 | 0.265
3 | 0.265 | 0.265 | 0.265 | 0.265 | 0.265 | 0.265 | 0.265 | 0.265 | 0.265 | 0.265 | 0.265 | 0.265 | 0.265 | 0.265 | 0.265 | 0.265 | 0.265 | 0.265 | 0.265 | 0.265 | 0.265 | 0.265 | 0.265 | 0.265 | 0.265 | 0.265 | 0.265 | 0.265 | 0.265 | 0.265 | 0.265 | 0.265 | 0.265 | 0.265 | 0.265 | 0.265
4 | 0.265 | 0.265 | 0.265 | 0.265 | 0.265 | 0.265 | 0.265 | 0.265 | 0.265 | 0.265 | 0.265 | 0.265 | 0.265 | 0.265 | 0.265 | 0.265 | 0.265 | 0.265 | 0.265 | 0.265 | 0.265 | 0.265 | 0.265 | 0.265 | 0.265 | 0.265 | 0.265 | 0.265 | 0.265 | 0.265 | 0.265 | 0.265 | 0.265 | 0.265 | 0.265 | 0.265
5 | 0.265 | 0.265 | 0.265 | 0.265 | 0.265 | 0.265 | 0.265 | 0.265 | 0.265 | 0.265 | 0.265 | 0.265 | 0.265 | 0.265 | 0.265 | 0.265 | 0.265 | 0.265 | 0.265 | 0.265 | 0.265 | 0.265 | 0.265 | 0.265 | 0.265 | 0.265 | 0.265 | 0.265 | 0.265 | 0.265 | 0.265 | 0.265 | 0.265 | 0.265 | 0.265 | 0.265
6 | 0.265 | 0.265 | 0.265 | 0.265 | 0.265 | 0.265 | 0.265 | 0.265 | 0.265 | 0.265 | 0.265 | 0.265 | 0.265 | 0.265 | 0.265 | 0.265 | 0.265 | 0.265 | 0.265 | 0.265 | 0.265 | 0.265 | 0.265 | 0.265 | 0.265 | 0.265 | 0.265 | 0.265 | 0.265 | 0.265 | 0.265 | 0.265 | 0.265 | 0.265 | 0.265 | 0.265
7 | 0.265 | 0.265 | 0.265 | 0.265 | 0.265 | 0.265 | 0.265 | 0.265 | 0.265 | 0.265 | 0.265 | 0.265 | 0.265 | 0.265 | 0.265 | 0.265 | 0.265 | 0.265 | 0.265 | 0.265 | 0.265 | 0.265 | 0.265 | 0.265 | 0.265 | 0.265 | 0.265 | 0.265 | 0.265 | 0.265 | 0.265 | 0.265 | 0.265 | 0.265 | 0.265 | 0.265
8 | 0.265 | 0.265 | 0.265 | 0.265 | 0.265 | 0.265 | 0.265 | 0.265 | 0.265 | 0.265 | 0.265 | 0.265 | 0.265 | 0.265 | 0.265 | 0.265 | 0.265 | 0.265 | 0.265 | 0.265 | 0.265 | 0.265 | 0.265 | 0.265 | 0.265 | 0.265 | 0.265 | 0.265 | 0.265 | 0.265 | 0.265 | 0.265 | 0.265 | 0.265 | 0.265 | 0.265
9 | 0.265 | 0.265 | 0.265 | 0.265 | 0.265 | 0.265 | 0.265 | 0.265 | 0.265 | 0.265 | 0.265 | 0.265 | 0.265 | 0.265 | 0.265 | 0.265 | 0.265 | 0.265 | 0.265 | 0.265 | 0.265 | 0.265 | 0.265 | 0.265 | 0.265 | 0.265 | 0.265 | 0.265 | 0.265 | 0.265 | 0.265 | 0.265 | 0.265 | 0.265 | 0.265 | 0.265
10 | 0.265 | 0.265 | 0.265 | 0.265 | 0.265 | 0.265 | 0.265 | 0.265 | 0.265 | 0.265 | 0.265 | 0.265 | 0.265 | 0.265 | 0.265 | 0.265 | 0.265 | 0.265 | 0.265 | 0.265 | 0.265 | 0.265 | 0.265 | 0.265 | 0.265 | 0.265 | 0.265 | 0.265 | 0.265 | 0.265 | 0.265 | 0.265 | 0.265 | 0.265 | 0.265 | 0.265
11 | 0.265 | 0.265 | 0.265 | 0.265 | 0.265 | 0.265 | 0.265 | 0.265 | 0.265 | 0.265 | 0.265 | 0.265 | 0.265 | 0.265 | 0.265 | 0.265 | 0.265 | 0.265 | 0.265 | 0.265 | 0.265 | 0.265 | 0.265 | 0.265 | 0.265 | 0.265 | 0.265 | 0.265 | 0.265 | 0.265 | 0.265 | 0.265 | 0.265 | 0.265 | 0.265 | 0.265
12 | 0.265 | 0.265 | 0.265 | 0.265 | 0.265 | 0.265 | 0.265 | 0.265 | 0.265 | 0.265 | 0.265 | 0.265 | 0.265 | 0.265 | 0.265 | 0.265 | 0.265 | 0.265 | 0.265 | 0.265 | 0.265 | 0.265 | 0.265 | 0.265 | 0.265 | 0.265 | 0.265 | 0.265 | 0.265 | 0.265 | 0.265 | 0.265 | 0.265 | 0.265 | 0.265 | 0.265
13 | 0.265 | 0.265 | 0.265 | 0.265 | 0.265 | 0.265 | 0.265 | 0.265 | 0.265 | 0.265 | 0.265 | 0.265 | 0.265 | 0.265 | 0.265 | 0.265 | 0.265 | 0.265 | 0.265 | 0.265 | 0.265 | 0.265 | 0.265 | 0.265 | 0.265 | 0.265 | 0.265 | 0.265 | 0.265 | 0.265 | 0.265 | 0.265 | 0.265 | 0.265 | 0.265 | 0.265
14 | 0.265 | 0.265 | 0.265 | 0.265 | 0.265 | 0.265 | 0.265 | 0.265 | 0.265 | 0.265 | 0.265 | 0.265 | 0.265 | 0.265 | 0.265 | 0.265 | 0.265 | 0.265 | 0.265 | 0.265 | 0.265 | 0.265 | 0.265 | 0.265 | 0.265 | 0.265 | 0.265 | 0.265 | 0.265 | 0.265 | 0.265 | 0.265 | 0.265 | 0.265 | 0.265 | 0.265
15 | 0.265 | 0.265 | 0.265 | 0.265 | 0.265 | 0.265 | 0.265 | 0.265 | 0.265 | 0.265 | 0.265 | 0.265 | 0.265 | 0.265 | 0.265 | 0.265 | 0.265 | 0.265 | 0.265 | 0.265 | 0.265 | 0.265 | 0.265 | 0.265 | 0.265 | 0.265 | 0.265 | 0.265 | 0.265 | 0.265 | 0.265 | 0.265 | 0.265 | 0.265 | 0.265 | 0.265
16 | 0.265 | 0.265 | 0.265 | 0.265 | 0.265 | 0.265 | 0.265 | 0.265 | 0.265 | 0.265 | 0.265 | 0.265 | 0.265 | 0.265 | 0.265 | 0.265 | 0.265 | 0.265 | 0.265 | 0.265 | 0.265 | 0.265 | 0.265 | 0.265 | 0.265 | 0.265 | 0.265 | 0.265 | 0.265 | 0.265 | 0.265 | 0.265 | 0.265 | 0.265 | 0.265 | 0.265
17 | 0.265 | 0.265 | 0.265 | 0.265 | 0.265 | 0.265 | 0.265 | 0.265 | 0.265 | 0.265 | 0.265 | 0.265 | 0.265 | 0.265 | 0.265 | 0.265 | 0.265 | 0.265 | 0.265 | 0.265 | 0.265 | 0.265 | 0.265 | 0.265 | 0.265 | 0.265 | 0.265 | 0.265 | 0.265 | 0.265 | 0.265 | 0.265 | 0.265 | 0.265 | 0.265 | 0.265
18 | 0.265 | 0.265 | 0.265 | 0.265 | 0.265 | 0.265 | 0.265 | 0.265 | 0.265 | 0.265 | 0.265 | 0.265 | 0.265 | 0.265 | 0.265 | 0.265 | 0.265 | 0.265 | 0.265 | 0.265 | 0.265 | 0.265 | 0.265 | 0.265 | 0.265 | 0.265 | 0.265 | 0.265 | 0.265 | 0.265 | 0.265 | 0.265 | 0.265 | 0.265 | 0.265 | 0.265
19 | 0.265 | 0.265 | 0.265 | 0.265 | 0.265 | 0.265 | 0.265 | 0.265 | 0.265 | 0.265 | 0.265 | 0.265 | 0.265 | 0.265 | 0.265 | 0.265 | 0.265 | 0.265 | 0.265 | 0.265 | 0.265 | 0.265 | 0.265 | 0.265 | 0.265 | 0.265 | 0.265 | 0.265 | 0.265 | 0.265 | 0.265 | 0.265 | 0.265 | 0.265 | 0.265 | 0.265
20 | 0.265 | 0.265 | 0.265 | 0.265 | 0.265 | 0.265 | 0.265 | 0.265 | 0.265 | 0.265 | 0.265 | 0.265 | 0.265 | 0.265 | 0.265 | 0.265 | 0.265 | 0.265 | 0.265 | 0.265 | 0.265 | 0.265 | 0.265 | 0.265 | 0.265 | 0.265 | 0.265 | 0.265 | 0.265 | 0.265 | 0.265 | 0.265 | 0.265 | 0.265 | 0.265 | 0.265
21 | 0.265 | 0.265 | 0.265 | 0.265 | 0.265 | 0.265 | 0.265 | 0.265 | 0.265 | 0.265 | 0.265 | 0.265 | 0.265 | 0.265 | 0.265 | 0.265 | 0.265 | 0.265 | 0.265 | 0.265 | 0.265 | 0.265 | 0.265 | 0.265 | 0.265 | 0.265 | 0.265 | 0.265 | 0.265 | 0.265 | 0.265 | 0.265 | 0.265 | 0.265 | 0.265 | 0.265
22 | 0.265 | 0.265 | 0.265 | 0.265 | 0.265 | 0.265 | 0.265 | 0.265 | 0.265 | 0.265 | 0.265 | 0.265 | 0.265 | 0.265 | 0.265 | 0.265 | 0.265 | 0.265 | 0.265 | 0.265 | 0.265 | 0.265 | 0.265 | 0.265 | 0.265 | 0.265 | 0.265 | 0.265 | 0.265 | 0.265 | 0.265 | 0.265 | 0.265 | 0.265 | 0.265 | 0.265
23 | 0.265 | 0.265 | 0.265 | 0.265 | 0.265 | 0.265 | 0.265 | 0.265 | 0.265 | 0.265 | 0.265 | 0.265 | 0.265 | 0.265 | 0.265 | 0.265 | 0.265 | 0.265 | 0.265 | 0.265 | 0.265 | 0.265 | 0.265 | 0.265 | 0.265 | 0.265 | 0.265 | 0.265 | 0.265 | 0.265 | 0.265 | 0.265 | 0.265 | 0.265 | 0.265 | 0.265
24 | 0.265 | 0.265 | 0.265 | 0.265 | 0.265 | 0.265 | 0.265 | 0.265 | 0.265 | 0.265 | 0.265 | 0.265 | 0.265 | 0.265 | 0.265 | 0.265 | 0.265 | 0.265 | 0.265 | 0.265 | 0.265 | 0.265 | 0.265 | 0.265 | 0.265 | 0.265 | 0.265 | 0.265 | 0.265 | 0.265 | 0.265 | 0.265 | 0.265 | 0.265 | 0.265 | 0.265
25 | 0.265 | 0.265 | 0.265 | 0.265 | 0.265 | 0.265 | 0.265 | 0.265 | 0.265 | 0.265 | 0.265 | 0.265 | 0.265 | 0.265 | 0.265 | 0.265 | 0.265 | 0.265 | 0.265 | 0.265 | 0.265 | 0.265 | 0.265 | 0.265 | 0.265 | 0.265 | 0.265 | 0.265 | 0.265 | 0.265 | 0.265 | 0.265 | 0.265 | 0.265 | 0.265 | 0.265
26 | 0.265 | 0.265 | 0.265 | 0.265 | 0.265 | 0.265 | 0.265 | 0.265 | 0.265 | 0.265 | 0.265 | 0.265 | 0.265 | 0.265 | 0.265 | 0.265 | 0.265 | 0.265 | 0.265 | 0.265 | 0.265 | 0.265 | 0.265 | 0.265 | 0.265 | 0.265 | 0.265 | 0.265 | 0.265 | 0.265 | 0.265 | 0.265 | 0.265 | 0.265 | 0.265 | 0.265
27 | 0.265 | 0.265 | 0.265 | 0.265 | 0.265 | 0.265 | 0.265 | 0.265 | 0.265 | 0.265 | 0.265 | 0.265 | 0.265 | 0.265 | 0.265 | 0.265 | 0.265 | 0.265 | 0.265 | 0.265 | 0.265 | 0.265 | 0.265 | 0.265 | 0.265 | 0.265 | 0.265 | 0.265 | 0.265 | 0.265 | 0.265 | 0.265 | 0.265 | 0.265 | 0.265 | 0.265
28 | 0.265 | 0.265 | 0.265 | 0.265 | 0.265 | 0.265 | 0.265 | 0.265 | 0.265 | 0.265 | 0.265 | 0.265 | 0.265 | 0.265 | 0.265 | 0.265 | 0.265 | 0.265 | 0.265 | 0.265 | 0.265 | 0.265 | 0.265 | 0.265 | 0.265 | 0.265 | 0.265 | 0.265 | 0.265 | 0.265 | 0.265 | 0.265 | 0.265 | 0.265 | 0.265 | 0.265
29 | 0.265 | 0.265 | 0.265 | 0.265 | 0.265 | 0.265 | 0.265 | 0.265 | 0.265 | 0.265 | 0.265 | 0.265 | 0.265 | 0.265 | 0.265 | 0.265 | 0.265 | 0.265 | 0.265 | 0.265 | 0.265 | 0.265 | 0.265 | 0.265 | 0.265 | 0.265 | 0.265 | 0.265 | 0.265 | 0.265 | 0.265 | 0.265 | 0.265 | 0.265 | 0.265 | 0.265
30 | 0.265 | 0.265 | 0.265 | 0.265 | 0.265 | 0.265 | 0.265 | 0.265 | 0.265 | 0.265 | 0.265 | 0.265 | 0.265 | 0.265 | 0.265 | 0.265 | 0.265 | 0.265 | 0.265 | 0.265 | 0.265 | 0.265 | 0.265 | 0.265 | 0.265 | 0.265 | 0.265 | 0.265 | 0.265 | 0.265 | 0.265 | 0.265 | 0.265 | 0.265 | 0.265 | 0.265
31 | 0.265 | 0.265 | 0.265 | 0.265 | 0.265 | 0.265 | 0.265 | 0.265 | 0.265 | 0.265 | 0.265 | 0.265 | 0.265 | 0.265 | 0.265 | 0.265 | 0.265 | 0.265 | 0.265 | 0.265 | 0.265 | 0.265 | 0.265 | 0.265 | 0.265 | 0.265 | 0.265 | 0.265 | 0.265 | 0.265 | 0.265 | 0.265 | 0.265 | 0.265 | 0.265 | 0.265
32 | 0.265 | 0.265 | 0.265 | 0.265 | 0.265 | 0.265 | 0.265 | 0.265 | 0.265 | 0.265 | 0.265 | 0.265 | 0.265 | 0.265 | 0.265 | 0.265 | 0.265 | 0.265 | 0.265 | 0.265 | 0.265 | 0.265 | 0.265 | 0.265 | 0.265 | 0.265 | 0.265 | 0.265 | 0.265 | 0.265 | 0.265 | 0.265 | 0.265 | 0.265 | 0.265 | 0.265
33 | 0.265 | 0.265 | 0.265 | 0.265 | 0.265 | 0.265 | 0.265 | 0.265 | 0.265 | 0.265 | 0.265 | 0.265 | 0.265 | 0.265 | 0.265 | 0.265 | 0.265 | 0.265 | 0.265 | 0.265 | 0.265 | 0.265 | 0.265 | 0.265 | 0.265 | 0.265 | 0.265 | 0.265 | 0.265 | 0.265 | 0.265 | 0.265 | 0.265 | 0.265 | 0.265 | 0.265
34 | 0.265 | 0.265 | 0.265 | 0.265 | 0.265 | 0.265 | 0.265 | 0.265 | 0.265 | 0.265 | 0.265 | 0.265 | 0.265 | 0.265 | 0.265 | 0.265 | 0.265 | 0.265 | 0.265 | 0.265 | 0.265 | 0.265 | 0.265 | 0.265 | 0.265 | 0.265 | 0.265 | 0.265 | 0.265 | 0.265 | 0.265 | 0.265 | 0.265 | 0.265 | 0.265 | 0.265
35 | 0.265 | 0.265 | 0.265 | 0.265 | 0.265 | 0.265 | 0.265 | 0.265 | 0.265 | 0.265 | 0.265 | 0.265 | 0.265 | 0.265 | 0.265 | 0.265 | 0.265 | 0.265 | 0.265 | 0.265 | 0.265 | 0.265 | 0.265 | 0.265 | 0.265 | 0.265 | 0.265 | 0.265 | 0.265 | 0.265 | 0.265 | 0.265 | 0.265 | 0.265 | 0.265 | 0.265
36 | 0.265 | 0.265 | 0.265 | 0.265 | 0.265 | 0.265 | 0.265 | 0.265 | 0.265 | 0.265 | 0.265 | 0.265 | 0.265 | 0.265 | 0.265 | 0.265 | 0.265 | 0.265 | 0.265 | 0.265 | 0.265 | 0.265 | 0.265 | 0.265 | 0.265 | 0.265 | 0.265 | 0.265 | 0.265 | 0.265 | 0.265 | 0.265 | 0.265 | 0.265 | 0.265 | 0.265
37 | 0.265 | 0.265 | 0.265 | 0.265 | 0.265 | 0.265 | 0.265 | 0.265 | 0.265 | 0.265 | 0.265 | 0.265 | 0.265 | 0.265 | 0.265 | 0.265 | 0.265 | 0.265 | 0.265 | 0.265 | 0.265 | 0.265 | 0.265 | 0.265 | 0.265 | 0.265 | 0.265 | 0.265 | 0.265 | 0.265 | 0.265 | 0.265 | 0.265 | 0.265 | 0.265 | 0.265
38 | 0.265 | 0.265 | 0.265 | 0.265 | 0.265 | 0.265 | 0.265 | 0.265 | 0.265 | 0.265 | 0.265 | 0.265 | 0.265 | 0.265 | 0.265 | 0.265 | 0.265 | 0.265 | 0.265 | 0.265 | 0.265 | 0.265 | 0.265 | 0.265 | 0.265 | 0.265 | 0.265 | 0.265 | 0.265 | 0.265 | 0.265 | 0.265 | 0.265 | 0.265 | 0.265 | 0.265
39 | 0.265 | 0.265 | 0.265 | 0.265 | 0.265 | 0.265 | 0.265 | 0.265 | 0.265 | 0.265 | 0.265 | 0.265 | 0.265 | 0.265 | 0.265 | 0.265 | 0.265 | 0.265 | 0.265 | 0.265 | 0.265 | 0.265 | 0.265 | 0.265 | 0.265 | 0.265 | 0.265 | 0.265 | 0.265 | 0.265 | 0.265 | 0.265 | 0.265 | 0.265 | 0.265 | 0.265
40 | 0.265 | 0.265 | 0.265 | 0.265 | 0.265 | 0.265 | 0.265 | 0.265 | 0.265 | 0.265 | 0.265 | 0.265 | 0.265 | 0.265 | 0.265 | 0.265 | 0.265 | 0.265 | 0.265 | 0.265 | 0.265 | 0.265 | 0.265 | 0.265 | 0.265 | 0.265 | 0.265 | 0.265 | 0.265 | 0.265 | 0.265 | 0.265 | 0.265 | 0.265 | 0.265 | 0.265
41 | 0.265 | 0.265 | 0.265 | 0.265 | 0.265 | 0.265 | 0.265 | 0.265 | 0.265 | 0.265 | 0.265 | 0.265 | 0.265 | 0.265 | 0.265 | 0.265 | 0.265 | 0.265 | 0.265 | 0.265 | 0.265 | 0.265 | 0.265 | 0.265 | 0.265 | 0.265 | 0.265 | 0.265 | 0.265 | 0.265 | 0.265 | 0.265 | 0.265 | 0.265 | 0.265 | 0.265
42 | 0.265 | 0.265 | 0.265 | 0.265 | 0.265 | 0.265 | 0.265 | 0.265 | 0.265 | 0.265 | 0.265 | 0.265 | 0.265 | 0.265 | 0.265 | 0.265 | 0.265 | 0.265 | 0.265 | 0.265 | 0.265 | 0.265 | 0.265 | 0.265 | 0.265 | 0.265 | 0.265 | 0.265 | 0.265 | 0.265 | 0.265 | 0.265 | 0.265 | 0.265 | 0.265 | 0.265
43 | 0.265 | 0.265 | 0.265 | 0.265 | 0.265 | 0.265 | 0.265 | 0.265 | 0.265 | 0.265 | 0.265 | 0.265 | 0.265 | 0.265 | 0.265 | 0.265 | 0.265 | 0.265 | 0.265 | 0.265 | 0.265 | 0.265 | 0.265 | 0.265 | 0.265 | 0.265 | 0.265 | 0.265 | 0.265 | 0.265 | 0.265 | 0.265 | 0.265 | 0.265 | 0.265 | 0.265
44 | 0.265 | 0.265 | 0.265 | 0.265 | 0.265 | 0.265 | 0.265 | 0.265 | 0.265 | 0.265 | 0.265 | 0.265 | 0.265 | 0.265 | 0.265 | 0.265 | 0.265 | 0.265 | 0.265 | 0.265 | 0.265 | 0.265 | 0.265 | 0.265 | 0.265 | 0.265 | 0.265 | 0.265 | 0.265 | 0.265 | 0.265 | 0.265 | 0.265 | 0.265 | 0.265 | 0.265
45 | 0.265 | 0.265 | 0.265 | 0.265 | 0.265 | 0.265 | 0.265 | 0.265 | 0.265 | 0.265 | 0.265 | 0.265 | 0.265 | 0.265 | 0.265 | 0.265 | 0.265 | 0.265 | 0.265 | 0.265 | 0.265 | 0.265 | 0.265 | 0.265 | 0.265 | 0.265 | 0.265 | 0.265 | 0.265 | 0.265 | 0.265 | 0.265 | 0.265 | 0.265 | 0.265 | 0.265
46 | 0.265 | 0.265 | 0.265 | 0.265 | 0.265 | 0.265 | 0.265 | 0.265 | 0.265 | 0.265 | 0.265 | 0.265 | 0.265 | 0.265 | 0.265 | 0.265 | 0.265 | 0.265 | 0.265 | 0.265 | 0.265 | 0.265 | 0.265 | 0.265 | 0.265 | 0.265 | 0.265 | 0.265 | 0.265 | 0.265 | 0.265 | 0.265 | 0.265 | 0.265 | 0.265 | 0.265
47 | 0.265 | 0.265 | 0.265 | 0.265 | 0.265 | 0.265 | 0.265 | 0.265 | 0.265 | 0.265 | 0.265 | 0.265 | 0.265 | 0.265 | 0.265 | 0.265 | 0.265 | 0.265 | 0.265 | 0.265 | 0.265 | 0.265 | 0.265 | 0.265 | 0.265 | 0.265 | 0.265 | 0.265 | 0.265 | 0.265 | 0.265 | 0.265 | 0.265 | 0.265 | 0.265 | 0.265
48 | 0.265 | 0.265 | 0.265 | 0.265 | 0.265 | 0.265 | 0.265 | 0.265 | 0.265 | 0.265 | 0.265 | 0.265 | 0.265 | 0.265 | 0.265 | 0.265 | 0.265 | 0.265 | 0.265 | 0.265 | 0.265 | 0.265 | 0.265 | 0.265 | 0.265 | 0.265 | 0.265 | 0.265 | 0.265 | 0.265 | 0.265 | 0.265 | 0.265 | 0.265 | 0.265 | 0.265
49 | 0.265 | 0.265 | 0.265 | 0.265 | 0.265 | 0.265 | 0.265 | 0.265 | 0.265 | 0.265 | 0.265 | 0.265 | 0.265 | 0.265 | 0.265 | 0.265 | 0.265 | 0.265 | 0.265 | 0.265 | 0.265 | 0.265 | 0.265 | 0.265 | 0.265 | 0.265 | 0.265 | 0.265 | 0.265 | 0.265 | 0.265 | 0.265 | 0.265 | 0.265 | 0.265 | 0.265
50 | 0.265 | 0.265 | 0.265 | 0.265 | 0.265 | 0.265 | 0.265 | 0.265 | 0.265 | 0.265 | 0.265 | 0.265 | 0.265 | 0.265 | 0.265 | 0.265 | 0.265 | 0.265 | 0.265 | 0.265 | 0.265 | 0.265 | 0.265 | 0.265 | 0.265 | 0.265 | 0.265 | 0.265 | 0.265 | 0.265 | 0.265 | 0.265 | 0.265 | 0.265 | 0.265 | 0.265
51 | 0.265 | 0.265 | 0.265 | 0.265 | 0.265 | 0.265 | 0.265 | 0.265 | 0.265 | 0.265 | 0.265 | 0.265 | 0.265 | 0.265 | 0.265 | 0.265 | 0.265 | 0.265 | 0.265 | 0.265 | 0.265 | 0.265 | 0.265 | 0.265 | 0.265 | 0.265 | 0.265 | 0.265 | 0.265 | 0.265 | 0.265 | 0.265 | 0.265 | 0.265 | 0.265 | 0.265
52 | 0.265 | 0.265 | 0.265 | 0.265 | 0.265 | 0.265 | 0.265 | 0.265 | 0.265 | 0.265 | 0.265 | 0.265 | 0.265 | 0.265 | 0.265 | 0.265 | 0.265 | 0.265 | 0.265 | 0.265 | 0.265 | 0.265 | 0.265 | 0.265 | 0.265 | 0.265 | 0.265 | 0.265 | 0.265 | 0.265 | 0.265 | 0.265 | 0.265 | 0.265 | 0.265 | 0.265

## OperationalLife
param | OperationalLife | default | 1 | :
| ALPELBS000 | ALRNGDM000 | ALRNGIM000 | ALPHYDMHI0 | ALPHYDMNI1 | ALPHYDMHI2 | ALPHYDMHI3 | ALPHYDMHI4 | ALPHYDMHO0 | ALPHYDMNO0 | ALPHYRRHI0 | ALPHYRRHO0 | ALPHYSHHI0 | ALPHYSHHO0 | ALPNGCCHO0 | ALPNGCCNO0 | ALPSOU1NO0 | ALPSOU1NI0 | ALPWI30NO0 | ALPWI30NI0 | ALTELTRH00 | ALTELDSH00 | ALTRDIMH00 | ALTRDEXH00 | ALTRDMKH00 | ALTRDMEH00 | ALTRDXKH00 | ALTRDGRH00 | GRTRDALH00 | MKPELBS000 | MKRCODM000 | MKRCOIM000 | MKRHFIM000 | MKRNGIM000 | MKPCOSCHO0 | MKPCOSCNO0 | MKPHFSCHO0 | MKPHYDMHI1 | MKPHYDMHI2 | MKPHYDMHO0 | MKPHYDMNO0 | MKPHYRRHO0 | MKPHYRRNO0 | MKPHYSHHO0 | MKPNGCHHO0 | MKPNGCHNO0 | MKNGCCNO0 | MKPSOU1NO0 | MKPSOU1NI0 | MKPWI30NO0 | MKPWI30NI0 | MKTELTRH00 | MKTELDSH00 | MKTRDIMH00 | MKTRDEXH00 | MKTRDALH00 | MKTRDXKH00 | XKTRDMKH00 | MKTRDBGH00 | BGTRDMKH00 | MKTRDGRH00 | GRTRDMKH00 | MKTRDRSH00 | RSTRDMKH00 | MEPELBS000 | MERCODM000 | MERCOIM000 | MEPHYDMHI0 | MEPHYDMHO0 | MEPHYDMNO0 | MEPHYRRNO0 | MEPHYRRNI0 | MEPSOU1NO0 | MEPSOU1NI0 | MEPCOSCHO0 | MEPCOSCNO0 | MEPCOSCNI0 | MEPWI30NI0 | MEPWI30NO0 | METELTRH00 | METELDSH00 | METRDIMH00 | METRDEXH00 | METRDALH00 | METRDXKH00 | METRDITH00 | ITTRDMEH00 | METRDBAH00 | BATRDMEH00 | METRDRSH00 | RSTRDMEH00 | XKPELBS000 | XKRCODM000 | XKRCOIM000 | XKPCOSCHO0 | XKPCOSCNO0 | XKPHYRRHO0 | XKPHYRRNO0 | XKPSOU1NO0 | XKPSOU1NI0 | XKPWI25NO0 | XKPWI25NI0 | METELTRH00 | METELDSH00 | XKTRDIMH00 | XKTRDEXH00 | XKTRDAKH00 | XKTRDMEH00 | MKCWTLK0BD | MKCWTCT1BD | MKCWTRS1BD | MKCWTSP1BD | MKCWTCT2BD | MKCWTRS2BD | MKCWTSP2BD | MKCWTCT3DD | MKCWTRS3DD | ALCWTSP3DD | XKCWTRS1WD | ALCWTCT1DD | ALCWTRS1DD | ALCWTSP4DD | ALCWTCT2DD | ALCWTRS2DD | ALCWTSP5DD | ALCWTCT3DD | ALCWTRS3DD | ALCWTSP6DD | ALCWTCT4DD | ALCWTRS4DD:=
region | 50 | 50 | 50 | 50 | 50 | 50 | 50 | 50 | 50 | 50 | 50 | 50 | 50 | 50 | 30 | 30 | 20 | 20 | 25 | 25 | 25 | 25 | 25 | 25 | 25 | 25 | 25 | 25 | 25 | 50 | 50 | 50 | 50 | 50 | 30 | 30 | 30 | 50 | 50 | 50 | 50 | 50 | 50 | 50 | 30 | 30 | 30 | 20 | 20 | 25 | 25 | 25 | 25 | 25 | 25 | 25 | 25 | 25 | 25 | 25 | 25 | 25 | 25 | 25 | 50 | 50 | 50 | 50 | 50 | 50 | 50 | 50 | 20 | 20 | 30 | 30 | 30 | 25 | 25 | 25 | 25 | 25 | 25 | 25 | 25 | 25 | 25 | 25 | 25 | 25 | 25 | 50 | 50 | 50 | 30 | 30 | 50 | 50 | 20 | 20 | 25 | 25 | 25 | 25 | 25 | 25 | 25 | 25 | 100 | 100 | 100 | 100 | 100 | 100 | 100 | 100 | 100 | 100 | 100 | 100 | 100 | 100 | 100 | 100 | 100 | 100 | 100 | 100 | 100 | 100
;
| Technology | OperationalLife
| ALPELBS000 | 50 |  | ALPELBS000 | 50
| ALRNGDM000 | 50 |  | ALRNGDM000 | 50
| ALRNGIM000 | 50 |  | ALRNGIM000 | 50
| ALPHYDMHI0 | 50 |  | ALPHYDMHI0 | 50
| ALPHYDMNI1 | 50 |  | ALPHYDMNI1 | 50
| ALPHYDMHI2 | 50 |  | ALPHYDMHI2 | 50
| ALPHYDMHI3 | 50 |  | ALPHYDMHI3 | 50
| ALPHYDMHI4 | 50 |  | ALPHYDMHI4 | 50
| ALPHYDMHO0 | 50 |  | ALPHYDMHO0 | 50
| ALPHYDMNO0 | 50 |  | ALPHYDMNO0 | 50
| ALPHYRRHI0 | 50 |  | ALPHYRRHI0 | 50
| ALPHYRRHO0 | 50 |  | ALPHYRRHO0 | 50
| ALPHYSHHI0 | 50 |  | ALPHYSHHI0 | 50
| ALPHYSHHO0 | 50 |  | ALPHYSHHO0 | 50
| ALPNGCCHO0 | 30 |  | ALPNGCCHO0 | 30
| ALPNGCCNO0 | 30 |  | ALPNGCCNO0 | 30
| ALPSOU1NO0 | 20 |  | ALPSOU1NO0 | 20
| ALPSOU1NI0 | 20 |  | ALPSOU1NI0 | 20
| ALPWI30NO0 | 25 |  | ALPWI30NO0 | 25
| ALPWI30NI0 | 25 |  | ALPWI30NI0 | 25
| ALTELTRH00 | 25 |  | ALTELTRH00 | 25
| ALTELDSH00 | 25 |  | ALTELDSH00 | 25
| ALTRDIMH00 | 25 |  | ALTRDIMH00 | 25
| ALTRDEXH00 | 25 |  | ALTRDEXH00 | 25
| ALTRDMKH00 | 25 |  | ALTRDMKH00 | 25
| ALTRDMEH00 | 25 |  | ALTRDMEH00 | 25
| ALTRDXKH00 | 25 |  | ALTRDXKH00 | 25
| ALTRDGRH00 | 25 |  | ALTRDGRH00 | 25
| GRTRDALH00 | 25 |  | GRTRDALH00 | 25
| MKPELBS000 | 50 |  | MKPELBS000 | 50
| MKRCODM000 | 50 |  | MKRCODM000 | 50
| MKRCOIM000 | 50 |  | MKRCOIM000 | 50
| MKRHFIM000 | 50 |  | MKRHFIM000 | 50
| MKRNGIM000 | 50 |  | MKRNGIM000 | 50
| MKPCOSCHO0 | 30 |  | MKPCOSCHO0 | 30
| MKPCOSCNO0 | 30 |  | MKPCOSCNO0 | 30
| MKPHFSCHO0 | 30 |  | MKPHFSCHO0 | 30
| MKPHYDMHI1 | 50 |  | MKPHYDMHI1 | 50
| MKPHYDMHI2 | 50 |  | MKPHYDMHI2 | 50
| MKPHYDMHO0 | 50 |  | MKPHYDMHO0 | 50
| MKPHYDMNO0 | 50 |  | MKPHYDMNO0 | 50
| MKPHYRRHO0 | 50 |  | MKPHYRRHO0 | 50
| MKPHYRRNO0 | 50 |  | MKPHYRRNO0 | 50
| MKPHYSHHO0 | 50 |  | MKPHYSHHO0 | 50
| MKPNGCHHO0 | 30 |  | MKPNGCHHO0 | 30
| MKPNGCHNO0 | 30 |  | MKPNGCHNO0 | 30
| MKNGCCNO0 | 30 |  | MKNGCCNO0 | 30
| MKPSOU1NO0 | 20 |  | MKPSOU1NO0 | 20
| MKPSOU1NI0 | 20 |  | MKPSOU1NI0 | 20
| MKPWI30NO0 | 25 |  | MKPWI30NO0 | 25
| MKPWI30NI0 | 25 |  | MKPWI30NI0 | 25
| MKTELTRH00 | 25 |  | MKTELTRH00 | 25
| MKTELDSH00 | 25 |  | MKTELDSH00 | 25
| MKTRDIMH00 | 25 |  | MKTRDIMH00 | 25
| MKTRDEXH00 | 25 |  | MKTRDEXH00 | 25
| MKTRDALH00 | 25 |  | MKTRDALH00 | 25
| MKTRDXKH00 | 25 |  | MKTRDXKH00 | 25
| XKTRDMKH00 | 25 |  | XKTRDMKH00 | 25
| MKTRDBGH00 | 25 |  | MKTRDBGH00 | 25
| BGTRDMKH00 | 25 |  | BGTRDMKH00 | 25
| MKTRDGRH00 | 25 |  | MKTRDGRH00 | 25
| GRTRDMKH00 | 25 |  | GRTRDMKH00 | 25
| MKTRDRSH00 | 25 |  | MKTRDRSH00 | 25
| RSTRDMKH00 | 25 |  | RSTRDMKH00 | 25
| MEPELBS000 | 50 |  | MEPELBS000 | 50
| MERCODM000 | 50 |  | MERCODM000 | 50
| MERCOIM000 | 50 |  | MERCOIM000 | 50
| MEPHYDMHI0 | 50 |  | MEPHYDMHI0 | 50
| MEPHYDMHO0 | 50 |  | MEPHYDMHO0 | 50
| MEPHYDMNO0 | 50 |  | MEPHYDMNO0 | 50
| MEPHYRRNO0 | 50 |  | MEPHYRRNO0 | 50
| MEPHYRRNI0 | 50 |  | MEPHYRRNI0 | 50
| MEPSOU1NO0 | 20 |  | MEPSOU1NO0 | 20
| MEPSOU1NI0 | 20 |  | MEPSOU1NI0 | 20
| MEPCOSCHO0 | 30 |  | MEPCOSCHO0 | 30
| MEPCOSCNO0 | 30 |  | MEPCOSCNO0 | 30
| MEPCOSCNI0 | 30 |  | MEPCOSCNI0 | 30
| MEPWI30NI0 | 25 |  | MEPWI30NI0 | 25
| MEPWI30NO0 | 25 |  | MEPWI30NO0 | 25
| METELTRH00 | 25 |  | METELTRH00 | 25
| METELDSH00 | 25 |  | METELDSH00 | 25
| METRDIMH00 | 25 |  | METRDIMH00 | 25
| METRDEXH00 | 25 |  | METRDEXH00 | 25
| METRDALH00 | 25 |  | METRDALH00 | 25
| METRDXKH00 | 25 |  | METRDXKH00 | 25
| METRDITH00 | 25 |  | METRDITH00 | 25
| ITTRDMEH00 | 25 |  | ITTRDMEH00 | 25
| METRDBAH00 | 25 |  | METRDBAH00 | 25
| BATRDMEH00 | 25 |  | BATRDMEH00 | 25
| METRDRSH00 | 25 |  | METRDRSH00 | 25
| RSTRDMEH00 | 25 |  | RSTRDMEH00 | 25
| XKPELBS000 | 50 |  | XKPELBS000 | 50
| XKRCODM000 | 50 |  | XKRCODM000 | 50
| XKRCOIM000 | 50 |  | XKRCOIM000 | 50
| XKPCOSCHO0 | 30 |  | XKPCOSCHO0 | 30
| XKPCOSCNO0 | 30 |  | XKPCOSCNO0 | 30
| XKPHYRRHO0 | 50 |  | XKPHYRRHO0 | 50
| XKPHYRRNO0 | 50 |  | XKPHYRRNO0 | 50
| XKPSOU1NO0 | 20 |  | XKPSOU1NO0 | 20
| XKPSOU1NI0 | 20 |  | XKPSOU1NI0 | 20
| XKPWI25NO0 | 25 |  | XKPWI25NO0 | 25
| XKPWI25NI0 | 25 |  | XKPWI25NI0 | 25
| XKTELTRH00 | 25 |  | METELTRH00 | 25
| XKTELDSH00 | 25 |  | METELDSH00 | 25
| XKTRDIMH00 | 25 |  | XKTRDIMH00 | 25
| XKTRDEXH00 | 25 |  | XKTRDEXH00 | 25
| XKTRDAKH00 | 25 |  | XKTRDAKH00 | 25
| XKTRDMEH00 | 25 |  | XKTRDMEH00 | 25
| MKCWTLK0BD | 100 |  | MKCWTLK0BD | 100
| MKCWTCT1BD | 100 |  | MKCWTCT1BD | 100
| MKCWTRS1BD | 100 |  | MKCWTRS1BD | 100
| MKCWTSP1BD | 100 |  | MKCWTSP1BD | 100
| MKCWTCT2BD | 100 |  | MKCWTCT2BD | 100
| MKCWTRS2BD | 100 |  | MKCWTRS2BD | 100
| MKCWTSP2BD | 100 |  | MKCWTSP2BD | 100
| MKCWTCT3DD | 100 |  | MKCWTCT3DD | 100
| MKCWTRS3DD | 100 |  | MKCWTRS3DD | 100
| ALCWTSP3DD | 100 |  | ALCWTSP3DD | 100
| XKCWTRS1WD | 100 |  | XKCWTRS1WD | 100
| ALCWTCT1DD | 100 |  | ALCWTCT1DD | 100
| ALCWTRS1DD | 100 |  | ALCWTRS1DD | 100
| ALCWTSP4DD | 100 |  | ALCWTSP4DD | 100
| ALCWTCT2DD | 100 |  | ALCWTCT2DD | 100
| ALCWTRS2DD | 100 |  | ALCWTRS2DD | 100
| ALCWTSP5DD | 100 |  | ALCWTSP5DD | 100
| ALCWTCT3DD | 100 |  | ALCWTCT3DD | 100
| ALCWTRS3DD | 100 |  | ALCWTRS3DD | 100
| ALCWTSP6DD | 100 |  | ALCWTSP6DD | 100
| ALCWTCT4DD | 100 |  | ALCWTCT4DD | 100
| ALCWTRS4DD | 100 |  | ALCWTRS4DD | 100

## CTAU
param | CapacityToActivityUnit | default | 1 | :
| BACKSTOP1 | ALNGEXT | ALNGIMP | ALHYDMhI | ALHYDMhI1 | ALHYDMhI2 | ALHYDMhI3 | ALHYDMhO | ALHYRRhI | ALHYRRhO | ALHYSHhI | ALHYSHhO | ALNGCCnO | ALSOU1O | ALSOU1I | ALWI30O | ALWI30I | ALELTRS | ALELDIS | ALELGR | ALELXS | ALELMK | ALELME | GRELAL | XSELAL | MKELAL | BACKSTOP2 | MKCOEXT | MKCOIMP | MKHFIMP | MKNGIMP | MKCOSChO | MKHFSChO | MKHYDMhI1 | MKHYDMhI2 | MKHYDMhO | MKHYRRhO | MKHYSHhO | MKNGCHhO | MKNGCCnO | MKSOU1O | MKSOU1I | MKWI30O | MKWI30I | MKELTRS | MKELDIS | MKELBG | BGELMK | MKELGR | GRELMK | MKELRS | RSELMK | MKELXS | XSELMK | BACKSTOP3 | MECOEXT | MECOIMP | MEHYDMhI | MEHYDMhO | MEHYRRnO | MEHYRRnI | MESOU1O | MESOU1I | MECOSChO | MECOSCnO | MECOSCnI | MEWI30I | MEWI30O | MEELTRS | MEELDIS | ITELME | MEELAL | MEELBA | BAELME | MEELIT | MEELRS | MEELXS | BACKSTOP4 | XSCOEXT | XSCOIMP | XSCOSChO | XSCOSCnO | XSHYRRhO | XSHYRRnO | XSSOU1O | XSSOU1I | XSWI25O | XSWI25I | XSELTRS | XSELDIS | XSELME | LakeOhrid | BDCT1 | BDRS1 | SPL1 | BDCT2 | BDRS2 | SPL2 | BDCT3 | BDRS3 | SPL3 | WDRS1 | DCT1 | DRS1 | SPL4 | DCT2 | DRS2 | SPL5 | DCT3 | DRS3 | SPL6 | DCT4 | DRS4
region | 31.536 | 1 | 1 | 31.536 | 31.536 | 31.536 | 31.536 | 31.536 | 31.536 | 31.536 | 31.536 | 31.536 | 31.536 | 31.536 | 31.536 | 31.536 | 31.536 | 1 | 1 | 1 | 1 | 1 | 1 | 1 | 1 | 1 | 31.536 | 1 | 1 | 1 | 1 | 31.536 | 31.536 | 31.536 | 31.536 | 31.536 | 31.536 | 31.536 | 31.536 | 31.536 | 31.536 | 31.536 | 31.536 | 31.536 | 1 | 1 | 1 | 1 | 1 | 1 | 1 | 1 | 1 | 1 | 31.536 | 1 | 1 | 31.536 | 31.536 | 31.536 | 31.536 | 31.536 | 31.536 | 31.536 | 31.536 | 31.536 | 31.536 | 31.536 | 1 | 1 | 1 | 1 | 1 | 1 | 1 | 1 | 1 | 31.536 | 1 | 1 | 31.536 | 31.536 | 31.536 | 31.536 | 31.536 | 31.536 | 31.536 | 31.536 | 1 | 1 | 1 | 1 | 1 | 1 | 1 | 1 | 1 | 1 | 1 | 1 | 1 | 1 | 1 | 1 | 1 | 1 | 1 | 1 | 1 | 1 | 1 | 1 | 1
| ALPELBS000 | ALRNGDM000 | ALRNGIM000 | ALPHYDMHI0 | ALPHYDMNI1 | ALPHYDMHI2 | ALPHYDMHI3 | ALPHYDMHI4 | ALPHYDMHO0 | ALPHYDMNO0 | ALPHYRRHI0 | ALPHYRRHO0 | ALPHYSHHI0 | ALPHYSHHO0 | ALPNGCCHO0 | ALPNGCCNO0 | ALPSOU1NO0 | ALPSOU1NI0 | ALPWI30NO0 | ALPWI30NI0 | ALTELTRH00 | ALTELDSH00 | ALTRDIMH00 | ALTRDEXH00 | ALTRDMKH00 | ALTRDMEH00 | ALTRDXKH00 | ALTRDGRH00 | GRTRDALH00 | MKPELBS000 | MKRCODM000 | MKRCOIM000 | MKRHFIM000 | MKRNGIM000 | MKPCOSCHO0 | MKPCOSCNO0 | MKPHFSCHO0 | MKPHYDMHI1 | MKPHYDMHI2 | MKPHYDMHO0 | MKPHYDMNO0 | MKPHYRRHO0 | MKPHYRRNO0 | MKPHYSHHO0 | MKPNGCHHO0 | MKPNGCHNO0 | MKNGCCNO0 | MKPSOU1NO0 | MKPSOU1NI0 | MKPWI30NO0 | MKPWI30NI0 | MKTELTRH00 | MKTELDSH00 | MKTRDIMH00 | MKTRDEXH00 | MKTRDALH00 | MKTRDXKH00 | XKTRDMKH00 | MKTRDBGH00 | BGTRDMKH00 | MKTRDGRH00 | GRTRDMKH00 | MKTRDRSH00 | RSTRDMKH00 | MEPELBS000 | MERCODM000 | MERCOIM000 | MEPHYDMHI0 | MEPHYDMHO0 | MEPHYDMNO0 | MEPHYRRNO0 | MEPHYRRNI0 | MEPSOU1NO0 | MEPSOU1NI0 | MEPCOSCHO0 | MEPCOSCNO0 | MEPCOSCNI0 | MEPWI30NI0 | MEPWI30NO0 | METELTRH00 | METELDSH00 | METRDIMH00 | METRDEXH00 | METRDALH00 | METRDXKH00 | METRDITH00 | ITTRDMEH00 | METRDBAH00 | BATRDMEH00 | METRDRSH00 | RSTRDMEH00 | XKPELBS000 | XKRCODM000 | XKRCOIM000 | XKPCOSCHO0 | XKPCOSCNO0 | XKPHYRRHO0 | XKPHYRRNO0 | XKPSOU1NO0 | XKPSOU1NI0 | XKPWI25NO0 | XKPWI25NI0 | METELTRH00 | METELDSH00 | XKTRDIMH00 | XKTRDEXH00 | XKTRDAKH00 | XKTRDMEH00 | MKCWTLK0BD | MKCWTCT1BD | MKCWTRS1BD | MKCWTSP1BD | MKCWTCT2BD | MKCWTRS2BD | MKCWTSP2BD | MKCWTCT3DD | MKCWTRS3DD | ALCWTSP3DD | XKCWTRS1WD | ALCWTCT1DD | ALCWTRS1DD | ALCWTSP4DD | ALCWTCT2DD | ALCWTRS2DD | ALCWTSP5DD | ALCWTCT3DD | ALCWTRS3DD | ALCWTSP6DD | ALCWTCT4DD | ALCWTRS4DD
region | 31.536 | 1 | 1 | 31.536 | 31.536 | 31.536 | 31.536 | 31.536 | 31.536 | 31.536 | 31.536 | 31.536 | 31.536 | 31.536 | 31.536 | 31.536 | 31.536 | 31.536 | 31.536 | 31.536 | 1 | 1 | 1 | 1 | 1 | 1 | 1 | 1 | 1 | 31.536 | 1 | 1 | 1 | 1 | 31.536 | 31.536 | 31.536 | 31.536 | 31.536 | 31.536 | 31.536 | 31.536 | 31.536 | 31.536 | 31.536 | 31.536 | 31.536 | 31.536 | 31.536 | 31.536 | 31.536 | 1 | 1 | 1 | 1 | 1 | 1 | 1 | 1 | 1 | 1 | 1 | 1 | 1 | 31.536 | 1 | 1 | 31.536 | 31.536 | 31.536 | 31.536 | 31.536 | 31.536 | 31.536 | 31.536 | 31.536 | 31.536 | 31.536 | 31.536 | 1 | 1 | 1 | 1 | 1 | 1 | 1 | 1 | 1 | 1 | 1 | 1 | 31.536 | 1 | 1 | 31.536 | 31.536 | 31.536 | 31.536 | 31.536 | 31.536 | 31.536 | 31.536 | 1 | 1 | 1 | 1 | 1 | 1 | 1 | 1 | 1 | 1 | 1 | 1 | 1 | 1 | 1 | 1 | 1 | 1 | 1 | 1 | 1 | 1 | 1 | 1 | 1 | 1 | 1 | 1
Technology | CapacityToActivityUnit
ALPELBS000 | 31.536 |  | ALPELBS000 | 31.536
ALRNGDM000 | 1 |  | ALRNGDM000 | 1
ALRNGIM000 | 1 |  | ALRNGIM000 | 1
ALPHYDMHI0 | 31.536 |  | ALPHYDMHI0 | 31.536
ALPHYDMNI1 | 31.536 |  | ALPHYDMNI1 | 31.536
ALPHYDMHI2 | 31.536 |  | ALPHYDMHI2 | 31.536
ALPHYDMHI3 | 31.536 |  | ALPHYDMHI3 | 31.536
ALPHYDMHI4 | 31.536 |  | ALPHYDMHI4 | 31.536
ALPHYDMHO0 | 31.536 |  | ALPHYDMHO0 | 31.536
ALPHYDMNO0 | 31.536 |  | ALPHYDMNO0 | 31.536
ALPHYRRHI0 | 31.536 |  | ALPHYRRHI0 | 31.536
ALPHYRRHO0 | 31.536 |  | ALPHYRRHO0 | 31.536
ALPHYSHHI0 | 31.536 |  | ALPHYSHHI0 | 31.536
ALPHYSHHO0 | 31.536 |  | ALPHYSHHO0 | 31.536
ALPNGCCHO0 | 31.536 |  | ALPNGCCHO0 | 31.536
ALPNGCCNO0 | 31.536 |  | ALPNGCCNO0 | 31.536
ALPSOU1NO0 | 31.536 |  | ALPSOU1NO0 | 31.536
ALPSOU1NI0 | 31.536 |  | ALPSOU1NI0 | 31.536
ALPWI30NO0 | 31.536 |  | ALPWI30NO0 | 31.536
ALPWI30NI0 | 31.536 |  | ALPWI30NI0 | 31.536
ALTELTRH00 | 1 |  | ALTELTRH00 | 1
ALTELDSH00 | 1 |  | ALTELDSH00 | 1
ALTRDIMH00 | 1 |  | ALTRDIMH00 | 1
ALTRDEXH00 | 1 |  | ALTRDEXH00 | 1
ALTRDMKH00 | 1 |  | ALTRDMKH00 | 1
ALTRDMEH00 | 1 |  | ALTRDMEH00 | 1
ALTRDXKH00 | 1 |  | ALTRDXKH00 | 1
ALTRDGRH00 | 1 |  | ALTRDGRH00 | 1
GRTRDALH00 | 1 |  | GRTRDALH00 | 1
MKPELBS000 | 31.536 |  | MKPELBS000 | 31.536
MKRCODM000 | 1 |  | MKRCODM000 | 1
MKRCOIM000 | 1 |  | MKRCOIM000 | 1
MKRHFIM000 | 1 |  | MKRHFIM000 | 1
MKRNGIM000 | 1 |  | MKRNGIM000 | 1
MKPCOSCHO0 | 31.536 |  | MKPCOSCHO0 | 31.536
MKPCOSCNO0 | 31.536 |  | MKPCOSCNO0 | 31.536
MKPHFSCHO0 | 31.536 |  | MKPHFSCHO0 | 31.536
MKPHYDMHI1 | 31.536 |  | MKPHYDMHI1 | 31.536
MKPHYDMHI2 | 31.536 |  | MKPHYDMHI2 | 31.536
MKPHYDMHO0 | 31.536 |  | MKPHYDMHO0 | 31.536
MKPHYDMNO0 | 31.536 |  | MKPHYDMNO0 | 31.536
MKPHYRRHO0 | 31.536 |  | MKPHYRRHO0 | 31.536
MKPHYRRNO0 | 31.536 |  | MKPHYRRNO0 | 31.536
MKPHYSHHO0 | 31.536 |  | MKPHYSHHO0 | 31.536
MKPNGCHHO0 | 31.536 |  | MKPNGCHHO0 | 31.536
MKPNGCHNO0 | 31.536 |  | MKPNGCHNO0 | 31.536
MKNGCCNO0 | 31.536 |  | MKNGCCNO0 | 31.536
MKPSOU1NO0 | 31.536 |  | MKPSOU1NO0 | 31.536
MKPSOU1NI0 | 31.536 |  | MKPSOU1NI0 | 31.536
MKPWI30NO0 | 31.536 |  | MKPWI30NO0 | 31.536
MKPWI30NI0 | 31.536 |  | MKPWI30NI0 | 31.536
MKTELTRH00 | 1 |  | MKTELTRH00 | 1
MKTELDSH00 | 1 |  | MKTELDSH00 | 1
MKTRDIMH00 | 1 |  | MKTRDIMH00 | 1
MKTRDEXH00 | 1 |  | MKTRDEXH00 | 1
MKTRDALH00 | 1 |  | MKTRDALH00 | 1
MKTRDXKH00 | 1 |  | MKTRDXKH00 | 1
XKTRDMKH00 | 1 |  | XKTRDMKH00 | 1
MKTRDBGH00 | 1 |  | MKTRDBGH00 | 1
BGTRDMKH00 | 1 |  | BGTRDMKH00 | 1
MKTRDGRH00 | 1 |  | MKTRDGRH00 | 1
GRTRDMKH00 | 1 |  | GRTRDMKH00 | 1
MKTRDRSH00 | 1 |  | MKTRDRSH00 | 1
RSTRDMKH00 | 1 |  | RSTRDMKH00 | 1
MEPELBS000 | 31.536 |  | MEPELBS000 | 31.536
MERCODM000 | 1 |  | MERCODM000 | 1
MERCOIM000 | 1 |  | MERCOIM000 | 1
MEPHYDMHI0 | 31.536 |  | MEPHYDMHI0 | 31.536
MEPHYDMHO0 | 31.536 |  | MEPHYDMHO0 | 31.536
MEPHYDMNO0 | 31.536 |  | MEPHYDMNO0 | 31.536
MEPHYRRNO0 | 31.536 |  | MEPHYRRNO0 | 31.536
MEPHYRRNI0 | 31.536 |  | MEPHYRRNI0 | 31.536
MEPSOU1NO0 | 31.536 |  | MEPSOU1NO0 | 31.536
MEPSOU1NI0 | 31.536 |  | MEPSOU1NI0 | 31.536
MEPCOSCHO0 | 31.536 |  | MEPCOSCHO0 | 31.536
MEPCOSCNO0 | 31.536 |  | MEPCOSCNO0 | 31.536
MEPCOSCNI0 | 31.536 |  | MEPCOSCNI0 | 31.536
MEPWI30NI0 | 31.536 |  | MEPWI30NI0 | 31.536
MEPWI30NO0 | 31.536 |  | MEPWI30NO0 | 31.536
METELTRH00 | 1 |  | METELTRH00 | 1
METELDSH00 | 1 |  | METELDSH00 | 1
METRDIMH00 | 1 |  | METRDIMH00 | 1
METRDEXH00 | 1 |  | METRDEXH00 | 1
METRDALH00 | 1 |  | METRDALH00 | 1
METRDXKH00 | 1 |  | METRDXKH00 | 1
METRDITH00 | 1 |  | METRDITH00 | 1
ITTRDMEH00 | 1 |  | ITTRDMEH00 | 1
METRDBAH00 | 1 |  | METRDBAH00 | 1
BATRDMEH00 | 1 |  | BATRDMEH00 | 1
METRDRSH00 | 1 |  | METRDRSH00 | 1
RSTRDMEH00 | 1 |  | RSTRDMEH00 | 1
XKPELBS000 | 31.536 |  | XKPELBS000 | 31.536
XKRCODM000 | 1 |  | XKRCODM000 | 1
XKRCOIM000 | 1 |  | XKRCOIM000 | 1
XKPCOSCHO0 | 31.536 |  | XKPCOSCHO0 | 31.536
XKPCOSCNO0 | 31.536 |  | XKPCOSCNO0 | 31.536
XKPHYRRHO0 | 31.536 |  | XKPHYRRHO0 | 31.536
XKPHYRRNO0 | 31.536 |  | XKPHYRRNO0 | 31.536
XKPSOU1NO0 | 31.536 |  | XKPSOU1NO0 | 31.536
XKPSOU1NI0 | 31.536 |  | XKPSOU1NI0 | 31.536
XKPWI25NO0 | 31.536 |  | XKPWI25NO0 | 31.536
XKPWI25NI0 | 31.536 |  | XKPWI25NI0 | 31.536
XKTELTRH00 | 1 |  | METELTRH00 | 1
XKTELDSH00 | 1 |  | METELDSH00 | 1
XKTRDIMH00 | 1 |  | XKTRDIMH00 | 1
XKTRDEXH00 | 1 |  | XKTRDEXH00 | 1
XKTRDAKH00 | 1 |  | XKTRDAKH00 | 1
XKTRDMEH00 | 1 |  | XKTRDMEH00 | 1
MKCWTLK0BD | 1 |  | MKCWTLK0BD | 1
MKCWTCT1BD | 1 |  | MKCWTCT1BD | 1
MKCWTRS1BD | 1 |  | MKCWTRS1BD | 1
MKCWTSP1BD | 1 |  | MKCWTSP1BD | 1
MKCWTCT2BD | 1 |  | MKCWTCT2BD | 1
MKCWTRS2BD | 1 |  | MKCWTRS2BD | 1
MKCWTSP2BD | 1 |  | MKCWTSP2BD | 1
MKCWTCT3DD | 1 |  | MKCWTCT3DD | 1
MKCWTRS3DD | 1 |  | MKCWTRS3DD | 1
ALCWTSP3DD | 1 |  | ALCWTSP3DD | 1
XKCWTRS1WD | 1 |  | XKCWTRS1WD | 1
ALCWTCT1DD | 1 |  | ALCWTCT1DD | 1
ALCWTRS1DD | 1 |  | ALCWTRS1DD | 1
ALCWTSP4DD | 1 |  | ALCWTSP4DD | 1
ALCWTCT2DD | 1 |  | ALCWTCT2DD | 1
ALCWTRS2DD | 1 |  | ALCWTRS2DD | 1
ALCWTSP5DD | 1 |  | ALCWTSP5DD | 1
ALCWTCT3DD | 1 |  | ALCWTCT3DD | 1
ALCWTRS3DD | 1 |  | ALCWTRS3DD | 1
ALCWTSP6DD | 1 |  | ALCWTSP6DD | 1
ALCWTCT4DD | 1 |  | ALCWTCT4DD | 1
ALCWTRS4DD | 1 |  | ALCWTRS4DD | 1

## Residual Capacity
Residual Capacity
Technology
| 2020 | 2021 | 2022 | 2023 | 2024 | 2025 | 2026 | 2027 | 2028 | 2029 | 2030 | 2031 | 2032 | 2033 | 2034 | 2035 | 2036 | 2037 | 2038 | 2039 | 2040 | 2041 | 2042 | 2043 | 2044 | 2045 | 2046 | 2047 | 2048 | 2049 | 2050 | 2051 | 2052 | 2053 | 2054 | 2055:=
ALPELBS000 | 0 | 0 | 0 | 0 | 0 | 0 | 0 | 0 | 0 | 0 | 0 | 0 | 0 | 0 | 0 | 0 | 0 | 0 | 0 | 0 | 0 | 0 | 0 | 0 | 0 | 0 | 0 | 0 | 0 | 0 | 0 | 0 | 0 | 0 | 0 | 0
ALRNGDM000 | bar: 2020 to 2055:=
ALRNGIM000 | bar: 2020 to 2055:=
ALPHYDMHI0 | 0.015 | 0.015 | 0.015 | 0.015 | 0.015 | 0.015 | 0.015 | 0.015 | 0.015 | 0.015 | 0.015 | 0.015 | 0.015 | 0.015 | 0.015 | 0.015 | 0.015 | 0.015 | 0.015 | 0.015 | 0.015 | 0.015 | 0.015 | 0.015 | 0.015 | 0.015 | 0.015 | 0.015 | 0.015 | 0.015 | 0.015 | 0.015 | 0.015 | 0.015 | 0.015 | 0.015
ALPHYDMNI1 | 0 | 0 | 0 | 0 | 0 | 0 | 0 | 0 | 0 | 0 | 0 | 0 | 0 | 0 | 0 | 0 | 0 | 0 | 0 | 0 | 0 | 0 | 0 | 0 | 0 | 0 | 0 | 0 | 0 | 0 | 0 | 0 | 0 | 0 | 0 | 0
ALPHYDMHI2 | 0.5 | 0.5 | 0.5 | 0.5 | 0.5 | 0.5 | 0.5 | 0.5 | 0.5 | 0.5 | 0.5 | 0.5 | 0.5 | 0.5 | 0.5 | 0.5 | 0.5 | 0.5 | 0.5 | 0.5 | 0.5 | 0.5 | 0.5 | 0.5 | 0.5 | 0.5 | 0.5 | 0.5 | 0.5 | 0.5 | 0.5 | 0.5 | 0.5 | 0.5 | 0.5 | 0.5
ALPHYDMHI3 | 0.6 | 0.6 | 0.6 | 0.6 | 0.6 | 0.6 | 0.6 | 0.6 | 0.6 | 0.6 | 0.6 | 0.6 | 0.6 | 0.6 | 0.6 | 0.6 | 0.6 | 0.6 | 0.6 | 0.6 | 0.6 | 0.6 | 0.6 | 0.6 | 0.6 | 0.6 | 0.6 | 0.6 | 0.6 | 0.6 | 0.6 | 0.6 | 0.6 | 0.6 | 0.6 | 0.6
ALPHYDMHI4 | 0.25 | 0.25 | 0.25 | 0.25 | 0.25 | 0.25 | 0.25 | 0.25 | 0.25 | 0.25 | 0.25 | 0.25 | 0.25 | 0.25 | 0.25 | 0.25 | 0.25 | 0.25 | 0.25 | 0.25 | 0.25 | 0.25 | 0.25 | 0.25 | 0.25 | 0.25 | 0.25 | 0.25 | 0.25 | 0.25 | 0.25 | 0.25 | 0.25 | 0.25 | 0.25 | 0.25
ALPHYDMHO0 | 0.1232 | 0.1232 | 0.1232 | 0.1232 | 0.1232 | 0.1232 | 0.1232 | 0.1232 | 0.1232 | 0.1232 | 0.1232 | 0.1232 | 0.1232 | 0.1232 | 0.1232 | 0.1232 | 0.1232 | 0.1232 | 0.1232 | 0.1232 | 0.1232 | 0.1232 | 0.1232 | 0.1232 | 0.1232 | 0.1232 | 0.1232 | 0.1232 | 0.1232 | 0.1232 | 0.1232 | 0.1232 | 0.1232 | 0.1232 | 0.1232 | 0.1232
ALPHYDMNO0 | 0 | 0 | 0 | 0 | 0 | 0 | 0 | 0 | 0 | 0 | 0 | 0 | 0 | 0 | 0 | 0 | 0 | 0 | 0 | 0 | 0 | 0 | 0 | 0 | 0 | 0 | 0 | 0 | 0 | 0 | 0 | 0 | 0 | 0 | 0 | 0
ALPHYRRHI0 | 0.09192 | 0.09192 | 0.09192 | 0.09192 | 0.09192 | 0.09192 | 0.09192 | 0.09192 | 0.09192 | 0.09192 | 0.09192 | 0.09192 | 0.09192 | 0.09192 | 0.09192 | 0.09192 | 0.09192 | 0.09192 | 0.09192 | 0.09192 | 0.09192 | 0.09192 | 0.09192 | 0.09192 | 0.09192 | 0.09192 | 0.09192 | 0.09192 | 0.09192 | 0.09192 | 0.09192 | 0.09192 | 0.09192 | 0.09192 | 0.09192 | 0.09192
ALPHYRRHO0 | 0.2397 | 0.2397 | 0.2397 | 0.2397 | 0.2397 | 0.2397 | 0.2397 | 0.2397 | 0.2397 | 0.2397 | 0.2397 | 0.2397 | 0.2397 | 0.2397 | 0.2397 | 0.2397 | 0.2397 | 0.2397 | 0.2397 | 0.2397 | 0.2397 | 0.2397 | 0.2397 | 0.2397 | 0.2397 | 0.2397 | 0.2397 | 0.2397 | 0.2397 | 0.2397 | 0.2397 | 0.2397 | 0.2397 | 0.2397 | 0.2397 | 0.2397
ALPHYSHHI0 | 0.0127 | 0.0127 | 0.0127 | 0.0127 | 0.0127 | 0.0127 | 0.0127 | 0.0127 | 0.0127 | 0.0127 | 0.0127 | 0.0127 | 0.0127 | 0.0127 | 0.0127 | 0.0127 | 0.0127 | 0.0127 | 0.0127 | 0.0127 | 0.0127 | 0.0127 | 0.0127 | 0.0127 | 0.0127 | 0.0127 | 0.0127 | 0.0127 | 0.0127 | 0.0127 | 0.0127 | 0.0127 | 0.0127 | 0.0127 | 0.0127 | 0.0127
ALPHYSHHO0 | 0.28771 | 0.28771 | 0.28771 | 0.28771 | 0.28771 | 0.28771 | 0.28771 | 0.28771 | 0.28771 | 0.28771 | 0.28771 | 0.28771 | 0.28771 | 0.28771 | 0.28771 | 0.28771 | 0.28771 | 0.28771 | 0.28771 | 0.28771 | 0.28771 | 0.28771 | 0.28771 | 0.28771 | 0.28771 | 0.28771 | 0.28771 | 0.28771 | 0.28771 | 0.28771 | 0.28771 | 0.28771 | 0.28771 | 0.28771 | 0.28771 | 0.28771
ALPNGCCHO0 | 0.098 | 0.098 | 0.098 | 0.098 | 0.098 | 0.098 | 0.098 | 0.098 | 0.098 | 0.098 | 0.098 | 0.098 | 0.098 | 0.098 | 0.098 | 0.098 | 0.098 | 0.098 | 0.098 | 0.098 | 0.098 | 0.098 | 0.098 | 0.098 | 0.098 | 0.098 | 0.098 | 0.098 | 0.098 | 0.098 | 0.098 | 0.098 | 0.098 | 0.098 | 0.098 | 0.098
ALPNGCCNO0 | 0 | 0 | 0 | 0 | 0 | 0 | 0 | 0 | 0 | 0 | 0 | 0 | 0 | 0 | 0 | 0 | 0 | 0 | 0 | 0 | 0 | 0 | 0 | 0 | 0 | 0 | 0 | 0 | 0 | 0 | 0 | 0 | 0 | 0 | 0 | 0
ALPSOU1NO0 | 0.001 | 0.001 | 0.001 | 0.001 | 0.001 | 0.001 | 0.001 | 0.001 | 0.001 | 0.001 | 0.001 | 0.001 | 0.001 | 0.001 | 0.001 | 0.001 | 0.001 | 0.001 | 0.001 | 0.001 | 0.001 | 0.001 | 0.001 | 0.001 | 0.001 | 0.001 | 0.001 | 0.001 | 0.001 | 0.001 | 0.001 | 0.001 | 0.001 | 0.001 | 0.001 | 0.001
ALPSOU1NI0 | 0 | 0 | 0 | 0 | 0 | 0 | 0 | 0 | 0 | 0 | 0 | 0 | 0 | 0 | 0 | 0 | 0 | 0 | 0 | 0 | 0 | 0 | 0 | 0 | 0 | 0 | 0 | 0 | 0 | 0 | 0 | 0 | 0 | 0 | 0 | 0
ALPWI30NO0 | 0.015 | 0.015 | 0.015 | 0.015 | 0.015 | 0.015 | 0.015 | 0.015 | 0.015 | 0.015 | 0.015 | 0.015 | 0.015 | 0.015 | 0.015 | 0.015 | 0.015 | 0.015 | 0.015 | 0.015 | 0.015 | 0.015 | 0.015 | 0.015 | 0.015 | 0.015 | 0.015 | 0.015 | 0.015 | 0.015 | 0.015 | 0.015 | 0.015 | 0.015 | 0.015 | 0.015
ALPWI30NI0 | 0 | 0 | 0 | 0 | 0 | 0 | 0 | 0 | 0 | 0 | 0 | 0 | 0 | 0 | 0 | 0 | 0 | 0 | 0 | 0 | 0 | 0 | 0 | 0 | 0 | 0 | 0 | 0 | 0 | 0 | 0 | 0 | 0 | 0 | 0 | 0
ALTELTRH00 | 80 | 80 | 80 | 80 | 80 | 80 | 80 | 80 | 80 | 80 | 80 | 80 | 80 | 80 | 80 | 80 | 80 | 80 | 80 | 80 | 80 | 80 | 80 | 80 | 80 | 80 | 80 | 80 | 80 | 80 | 80 | 80 | 80 | 80 | 80 | 80
ALTELDSH00 | 80 | 80 | 80 | 80 | 80 | 80 | 80 | 80 | 80 | 80 | 80 | 80 | 80 | 80 | 80 | 80 | 80 | 80 | 80 | 80 | 80 | 80 | 80 | 80 | 80 | 80 | 80 | 80 | 80 | 80 | 80 | 80 | 80 | 80 | 80 | 80
ALTRDIMH00 | bar: 2020 to 2055:=
ALTRDEXH00 | bar: 2020 to 2055:=
ALTRDMKH00 | 0 | 0 | 0 | 0 | 0 | 0 | 0 | 0 | 0 | 0 | 0 | 0 | 0 | 0 | 0 | 0 | 0 | 0 | 0 | 0 | 0 | 0 | 0 | 0 | 0 | 0 | 0 | 0 | 0 | 0 | 0 | 0 | 0 | 0 | 0 | 0
ALTRDMEH00 | 0.3 | 0.3 | 0.3 | 0.3 | 0.3 | 0.3 | 0.3 | 0.3 | 0.3 | 0.3 | 0.3 | 0.3 | 0.3 | 0.3 | 0.3 | 0.3 | 0.3 | 0.3 | 0.3 | 0.3 | 0.3 | 0.3 | 0.3 | 0.3 | 0.3 | 0.3 | 0.3 | 0.3 | 0.3 | 0.3 | 0.3 | 0.3 | 0.3 | 0.3 | 0.3 | 0.3
ALTRDXKH00 | 0.3 | 0.3 | 0.3 | 0.3 | 0.3 | 0.3 | 0.3 | 0.3 | 0.3 | 0.3 | 0.3 | 0.3 | 0.3 | 0.3 | 0.3 | 0.3 | 0.3 | 0.3 | 0.3 | 0.3 | 0.3 | 0.3 | 0.3 | 0.3 | 0.3 | 0.3 | 0.3 | 0.3 | 0.3 | 0.3 | 0.3 | 0.3 | 0.3 | 0.3 | 0.3 | 0.3
ALTRDGRH00 | 0.2 | 0.2 | 0.2 | 0.2 | 0.2 | 0.2 | 0.2 | 0.2 | 0.2 | 0.2 | 0.2 | 0.2 | 0.2 | 0.2 | 0.2 | 0.2 | 0.2 | 0.2 | 0.2 | 0.2 | 0.2 | 0.2 | 0.2 | 0.2 | 0.2 | 0.2 | 0.2 | 0.2 | 0.2 | 0.2 | 0.2 | 0.2 | 0.2 | 0.2 | 0.2 | 0.2
GRTRDALH00 | 0.2 | 0.2 | 0.2 | 0.2 | 0.2 | 0.2 | 0.2 | 0.2 | 0.2 | 0.2 | 0.2 | 0.2 | 0.2 | 0.2 | 0.2 | 0.2 | 0.2 | 0.2 | 0.2 | 0.2 | 0.2 | 0.2 | 0.2 | 0.2 | 0.2 | 0.2 | 0.2 | 0.2 | 0.2 | 0.2 | 0.2 | 0.2 | 0.2 | 0.2 | 0.2 | 0.2
MKPELBS000 | 0 | 0 | 0 | 0 | 0 | 0 | 0 | 0 | 0 | 0 | 0 | 0 | 0 | 0 | 0 | 0 | 0 | 0 | 0 | 0 | 0 | 0 | 0 | 0 | 0 | 0 | 0 | 0 | 0 | 0 | 0 | 0 | 0 | 0 | 0 | 0
MKRCODM000 | bar: 2020 to 2055:=
MKRCOIM000 | bar: 2020 to 2055:=
MKRHFIM000 | bar: 2020 to 2055:=
MKRNGIM000 | bar: 2020 to 2055:=
MKPCOSCHO0 | 0.699 | 0.699 | 0.699 | 0.699 | 0.699 | 0.699 | 0.699 | 0.699 | 0.699 | 0.699 | 0.699 | 0.699 | 0.699 | 0.699 | 0.699 | 0.699 | 0.699 | 0.699 | 0.699 | 0.699 | 0.699 | 0.699 | 0.699 | 0.699 | 0.699 | 0.699 | 0.699 | 0.699 | 0.699 | 0.699 | 0.699 | 0.699 | 0.699 | 0.699 | 0.699 | 0.699
MKPCOSCNO0 | 0 | 0 | 0 | 0 | 0 | 0 | 0 | 0 | 0 | 0 | 0 | 0 | 0 | 0 | 0 | 0 | 0 | 0 | 0 | 0 | 0 | 0 | 0 | 0 | 0 | 0 | 0 | 0 | 0 | 0 | 0 | 0 | 0 | 0 | 0 | 0
MKPHFSCHO0 | 0.198 | 0.198 | 0.198 | 0.198 | 0.198 | 0.198 | 0.198 | 0.198 | 0.198 | 0.198 | 0.198 | 0.198 | 0.198 | 0.198 | 0.198 | 0.198 | 0.198 | 0.198 | 0.198 | 0.198 | 0.198 | 0.198 | 0.198 | 0.198 | 0.198 | 0.198 | 0.198 | 0.198 | 0.198 | 0.198 | 0.198 | 0.198 | 0.198 | 0.198 | 0.198 | 0.198
MKPHYDMHI1 | 0.042 | 0.042 | 0.042 | 0.042 | 0.042 | 0.042 | 0.042 | 0.042 | 0.042 | 0.042 | 0.042 | 0.042 | 0.042 | 0.042 | 0.042 | 0.042 | 0.042 | 0.042 | 0.042 | 0.042 | 0.042 | 0.042 | 0.042 | 0.042 | 0.042 | 0.042 | 0.042 | 0.042 | 0.042 | 0.042 | 0.042 | 0.042 | 0.042 | 0.042 | 0.042 | 0.042
MKPHYDMHI2 | 0.084 | 0.084 | 0.084 | 0.084 | 0.084 | 0.084 | 0.084 | 0.084 | 0.084 | 0.084 | 0.084 | 0.084 | 0.084 | 0.084 | 0.084 | 0.084 | 0.084 | 0.084 | 0.084 | 0.084 | 0.084 | 0.084 | 0.084 | 0.084 | 0.084 | 0.084 | 0.084 | 0.084 | 0.084 | 0.084 | 0.084 | 0.084 | 0.084 | 0.084 | 0.084 | 0.084
MKPHYDMHO0 | 0.4097 | 0.4097 | 0.4097 | 0.4097 | 0.4097 | 0.4097 | 0.4097 | 0.4097 | 0.4097 | 0.4097 | 0.4097 | 0.4097 | 0.4097 | 0.4097 | 0.4097 | 0.4097 | 0.4097 | 0.4097 | 0.4097 | 0.4097 | 0.4097 | 0.4097 | 0.4097 | 0.4097 | 0.4097 | 0.4097 | 0.4097 | 0.4097 | 0.4097 | 0.4097 | 0.4097 | 0.4097 | 0.4097 | 0.4097 | 0.4097 | 0.4097
MKPHYDMNO0 | 0 | 0 | 0 | 0 | 0 | 0 | 0 | 0 | 0 | 0 | 0 | 0 | 0 | 0 | 0 | 0 | 0 | 0 | 0 | 0 | 0 | 0 | 0 | 0 | 0 | 0 | 0 | 0 | 0 | 0 | 0 | 0 | 0 | 0 | 0 | 0
MKPHYRRHO0 | 0.0338 | 0.0338 | 0.0338 | 0.0338 | 0.0338 | 0.0338 | 0.0338 | 0.0338 | 0.0338 | 0.0338 | 0.0338 | 0.0338 | 0.0338 | 0.0338 | 0.0338 | 0.0338 | 0.0338 | 0.0338 | 0.0338 | 0.0338 | 0.0338 | 0.0338 | 0.0338 | 0.0338 | 0.0338 | 0.0338 | 0.0338 | 0.0338 | 0.0338 | 0.0338 | 0.0338 | 0.0338 | 0.0338 | 0.0338 | 0.0338 | 0.0338
MKPHYRRNO0 | 0 | 0 | 0 | 0 | 0 | 0 | 0 | 0 | 0 | 0 | 0 | 0 | 0 | 0 | 0 | 0 | 0 | 0 | 0 | 0 | 0 | 0 | 0 | 0 | 0 | 0 | 0 | 0 | 0 | 0 | 0 | 0 | 0 | 0 | 0 | 0
MKPHYSHHO0 | 0.097 | 0.097 | 0.097 | 0.097 | 0.097 | 0.097 | 0.097 | 0.097 | 0.097 | 0.097 | 0.097 | 0.097 | 0.097 | 0.097 | 0.097 | 0.097 | 0.097 | 0.097 | 0.097 | 0.097 | 0.097 | 0.097 | 0.097 | 0.097 | 0.097 | 0.097 | 0.097 | 0.097 | 0.097 | 0.097 | 0.097 | 0.097 | 0.097 | 0.097 | 0.097 | 0.097
MKPNGCHHO0 | 0.29 | 0.29 | 0.29 | 0.29 | 0.29 | 0.29 | 0.29 | 0.29 | 0.29 | 0.29 | 0.29 | 0.29 | 0.29 | 0.29 | 0.29 | 0.29 | 0.29 | 0.29 | 0.29 | 0.29 | 0.29 | 0.29 | 0.29 | 0.29 | 0.29 | 0.29 | 0.29 | 0.29 | 0.29 | 0.29 | 0.29 | 0.29 | 0.29 | 0.29 | 0.29 | 0.29
MKPNGCHNO0 | 0 | 0 | 0 | 0 | 0 | 0 | 0 | 0 | 0 | 0 | 0 | 0 | 0 | 0 | 0 | 0 | 0 | 0 | 0 | 0 | 0 | 0 | 0 | 0 | 0 | 0 | 0 | 0 | 0 | 0 | 0 | 0 | 0 | 0 | 0 | 0
MKNGCCNO0 | 0 | 0 | 0 | 0 | 0 | 0 | 0 | 0 | 0 | 0 | 0 | 0 | 0 | 0 | 0 | 0 | 0 | 0 | 0 | 0 | 0 | 0 | 0 | 0 | 0 | 0 | 0 | 0 | 0 | 0 | 0 | 0 | 0 | 0 | 0 | 0
MKPSOU1NO0 | 0.002398 | 0.002398 | 0.002398 | 0.002398 | 0.002398 | 0.002398 | 0.002398 | 0.002398 | 0.002398 | 0.002398 | 0.002398 | 0.002398 | 0.002398 | 0.002398 | 0.002398 | 0.002398 | 0.002398 | 0.002398 | 0.002398 | 0.002398 | 0.002398 | 0.002398 | 0.002398 | 0.002398 | 0.002398 | 0.002398 | 0.002398 | 0.002398 | 0.002398 | 0.002398 | 0.002398 | 0.002398 | 0.002398 | 0.002398 | 0.002398 | 0.002398
MKPSOU1NI0 | 0 | 0 | 0 | 0 | 0 | 0 | 0 | 0 | 0 | 0 | 0 | 0 | 0 | 0 | 0 | 0 | 0 | 0 | 0 | 0 | 0 | 0 | 0 | 0 | 0 | 0 | 0 | 0 | 0 | 0 | 0 | 0 | 0 | 0 | 0 | 0
MKPWI30NO0 | 0.0368 | 0.0368 | 0.0368 | 0.0368 | 0.0368 | 0.0368 | 0.0368 | 0.0368 | 0.0368 | 0.0368 | 0.0368 | 0.0368 | 0.0368 | 0.0368 | 0.0368 | 0.0368 | 0.0368 | 0.0368 | 0.0368 | 0.0368 | 0.0368 | 0.0368 | 0.0368 | 0.0368 | 0.0368 | 0.0368 | 0.0368 | 0.0368 | 0.0368 | 0.0368 | 0.0368 | 0.0368 | 0.0368 | 0.0368 | 0.0368 | 0.0368
MKPWI30NI0 | 0 | 0 | 0 | 0 | 0 | 0 | 0 | 0 | 0 | 0 | 0 | 0 | 0 | 0 | 0 | 0 | 0 | 0 | 0 | 0 | 0 | 0 | 0 | 0 | 0 | 0 | 0 | 0 | 0 | 0 | 0 | 0 | 0 | 0 | 0 | 0
MKTELTRH00 | 50 | 50 | 50 | 50 | 50 | 50 | 50 | 50 | 50 | 50 | 50 | 50 | 50 | 50 | 50 | 50 | 50 | 50 | 50 | 50 | 50 | 50 | 50 | 50 | 50 | 50 | 50 | 50 | 50 | 50 | 50 | 50 | 50 | 50 | 50 | 50
MKTELDSH00 | 50 | 50 | 50 | 50 | 50 | 50 | 50 | 50 | 50 | 50 | 50 | 50 | 50 | 50 | 50 | 50 | 50 | 50 | 50 | 50 | 50 | 50 | 50 | 50 | 50 | 50 | 50 | 50 | 50 | 50 | 50 | 50 | 50 | 50 | 50 | 50
MKTRDIMH00 | bar: 2020 to 2055:=
MKTRDEXH00 | bar: 2020 to 2055:=
MKTRDALH00 | 0 | 0 | 0 | 0 | 0 | 0 | 0 | 0 | 0 | 0 | 0 | 0 | 0 | 0 | 0 | 0 | 0 | 0 | 0 | 0 | 0 | 0 | 0 | 0 | 0 | 0 | 0 | 0 | 0 | 0 | 0 | 0 | 0 | 0 | 0 | 0
MKTRDXKH00 | 0.15 | 0.15 | 0.15 | 0.15 | 0.15 | 0.15 | 0.15 | 0.15 | 0.15 | 0.15 | 0.15 | 0.15 | 0.15 | 0.15 | 0.15 | 0.15 | 0.15 | 0.15 | 0.15 | 0.15 | 0.15 | 0.15 | 0.15 | 0.15 | 0.15 | 0.15 | 0.15 | 0.15 | 0.15 | 0.15 | 0.15 | 0.15 | 0.15 | 0.15 | 0.15 | 0.15
XKTRDMKH00 | 0.15 | 0.15 | 0.15 | 0.15 | 0.15 | 0.15 | 0.15 | 0.15 | 0.15 | 0.15 | 0.15 | 0.15 | 0.15 | 0.15 | 0.15 | 0.15 | 0.15 | 0.15 | 0.15 | 0.15 | 0.15 | 0.15 | 0.15 | 0.15 | 0.15 | 0.15 | 0.15 | 0.15 | 0.15 | 0.15 | 0.15 | 0.15 | 0.15 | 0.15 | 0.15 | 0.15
MKTRDBGH00 | 0.15 | 0.15 | 0.15 | 0.15 | 0.15 | 0.15 | 0.15 | 0.15 | 0.15 | 0.15 | 0.15 | 0.15 | 0.15 | 0.15 | 0.15 | 0.15 | 0.15 | 0.15 | 0.15 | 0.15 | 0.15 | 0.15 | 0.15 | 0.15 | 0.15 | 0.15 | 0.15 | 0.15 | 0.15 | 0.15 | 0.15 | 0.15 | 0.15 | 0.15 | 0.15 | 0.15
BGTRDMKH00 | 0.15 | 0.15 | 0.15 | 0.15 | 0.15 | 0.15 | 0.15 | 0.15 | 0.15 | 0.15 | 0.15 | 0.15 | 0.15 | 0.15 | 0.15 | 0.15 | 0.15 | 0.15 | 0.15 | 0.15 | 0.15 | 0.15 | 0.15 | 0.15 | 0.15 | 0.15 | 0.15 | 0.15 | 0.15 | 0.15 | 0.15 | 0.15 | 0.15 | 0.15 | 0.15 | 0.15
MKTRDGRH00 | 0.15 | 0.15 | 0.15 | 0.15 | 0.15 | 0.15 | 0.15 | 0.15 | 0.15 | 0.15 | 0.15 | 0.15 | 0.15 | 0.15 | 0.15 | 0.15 | 0.15 | 0.15 | 0.15 | 0.15 | 0.15 | 0.15 | 0.15 | 0.15 | 0.15 | 0.15 | 0.15 | 0.15 | 0.15 | 0.15 | 0.15 | 0.15 | 0.15 | 0.15 | 0.15 | 0.15
GRTRDMKH00 | 0.15 | 0.15 | 0.15 | 0.15 | 0.15 | 0.15 | 0.15 | 0.15 | 0.15 | 0.15 | 0.15 | 0.15 | 0.15 | 0.15 | 0.15 | 0.15 | 0.15 | 0.15 | 0.15 | 0.15 | 0.15 | 0.15 | 0.15 | 0.15 | 0.15 | 0.15 | 0.15 | 0.15 | 0.15 | 0.15 | 0.15 | 0.15 | 0.15 | 0.15 | 0.15 | 0.15
MKTRDRSH00 | 0 | 0 | 0 | 0 | 0 | 0 | 0 | 0 | 0 | 0 | 0 | 0 | 0 | 0 | 0 | 0 | 0 | 0 | 0 | 0 | 0 | 0 | 0 | 0 | 0 | 0 | 0 | 0 | 0 | 0 | 0 | 0 | 0 | 0 | 0 | 0
RSTRDMKH00 | 0 | 0 | 0 | 0 | 0 | 0 | 0 | 0 | 0 | 0 | 0 | 0 | 0 | 0 | 0 | 0 | 0 | 0 | 0 | 0 | 0 | 0 | 0 | 0 | 0 | 0 | 0 | 0 | 0 | 0 | 0 | 0 | 0 | 0 | 0 | 0
MEPELBS000 | 0 | 0 | 0 | 0 | 0 | 0 | 0 | 0 | 0 | 0 | 0 | 0 | 0 | 0 | 0 | 0 | 0 | 0 | 0 | 0 | 0 | 0 | 0 | 0 | 0 | 0 | 0 | 0 | 0 | 0 | 0 | 0 | 0 | 0 | 0 | 0
MERCODM000 | bar: 2020 to 2055:=
MERCOIM000 | bar: 2020 to 2055:=
MEPHYDMHI0 | 0.307 | 0.307 | 0.307 | 0.307 | 0.307 | 0.307 | 0.307 | 0.307 | 0.307 | 0.307 | 0.307 | 0.307 | 0.307 | 0.307 | 0.307 | 0.307 | 0.307 | 0.307 | 0.307 | 0.307 | 0.307 | 0.307 | 0.307 | 0.307 | 0.307 | 0.307 | 0.307 | 0.307 | 0.307 | 0.307 | 0.307 | 0.307 | 0.307 | 0.307 | 0.307 | 0.307
MEPHYDMHO0 | 0.342 | 0.342 | 0.342 | 0.342 | 0.342 | 0.342 | 0.342 | 0.342 | 0.342 | 0.342 | 0.342 | 0.342 | 0.342 | 0.342 | 0.342 | 0.342 | 0.342 | 0.342 | 0.342 | 0.342 | 0.342 | 0.342 | 0.342 | 0.342 | 0.342 | 0.342 | 0.342 | 0.342 | 0.342 | 0.342 | 0.342 | 0.342 | 0.342 | 0.342 | 0.342 | 0.342
MEPHYDMNO0 | 0 | 0 | 0 | 0 | 0 | 0 | 0 | 0 | 0 | 0 | 0 | 0 | 0 | 0 | 0 | 0 | 0 | 0 | 0 | 0 | 0 | 0 | 0 | 0 | 0 | 0 | 0 | 0 | 0 | 0 | 0 | 0 | 0 | 0 | 0 | 0
MEPHYRRNO0 | 0.05 | 0.05 | 0.05 | 0.05 | 0.05 | 0.05 | 0.05 | 0.05 | 0.05 | 0.05 | 0.05 | 0.05 | 0.05 | 0.05 | 0.05 | 0.05 | 0.05 | 0.05 | 0.05 | 0.05 | 0.05 | 0.05 | 0.05 | 0.05 | 0.05 | 0.05 | 0.05 | 0.05 | 0.05 | 0.05 | 0.05 | 0.05 | 0.05 | 0.05 | 0.05 | 0.05
MEPHYRRNI0 | 0.02 | 0.02 | 0.02 | 0.02 | 0.02 | 0.02 | 0.02 | 0.02 | 0.02 | 0.02 | 0.02 | 0.02 | 0.02 | 0.02 | 0.02 | 0.02 | 0.02 | 0.02 | 0.02 | 0.02 | 0.02 | 0.02 | 0.02 | 0.02 | 0.02 | 0.02 | 0.02 | 0.02 | 0.02 | 0.02 | 0.02 | 0.02 | 0.02 | 0.02 | 0.02 | 0.02
MEPSOU1NO0 | 0 | 0 | 0 | 0 | 0 | 0 | 0 | 0 | 0 | 0 | 0 | 0 | 0 | 0 | 0 | 0 | 0 | 0 | 0 | 0 | 0 | 0 | 0 | 0 | 0 | 0 | 0 | 0 | 0 | 0 | 0 | 0 | 0 | 0 | 0 | 0
MEPSOU1NI0 | 0.1 | 0.1 | 0.1 | 0.1 | 0.1 | 0.1 | 0.1 | 0.1 | 0.1 | 0.1 | 0.1 | 0.1 | 0.1 | 0.1 | 0.1 | 0.1 | 0.1 | 0.1 | 0.1 | 0.1 | 0.1 | 0.1 | 0.1 | 0.1 | 0.1 | 0.1 | 0.1 | 0.1 | 0.1 | 0.1 | 0.1 | 0.1 | 0.1 | 0.1 | 0.1 | 0.1
MEPCOSCHO0 | 0.225 | 0.225 | 0.225 | 0.225 | 0.225 | 0.225 | 0.225 | 0.225 | 0.225 | 0.225 | 0.225 | 0.225 | 0.225 | 0.225 | 0.225 | 0.225 | 0.225 | 0.225 | 0.225 | 0.225 | 0.225 | 0.225 | 0.225 | 0.225 | 0.225 | 0.225 | 0.225 | 0.225 | 0.225 | 0.225 | 0.225 | 0.225 | 0.225 | 0.225 | 0.225 | 0.225
MEPCOSCNO0 | 0.22 | 0.22 | 0.22 | 0.22 | 0.22 | 0.22 | 0.22 | 0.22 | 0.22 | 0.22 | 0.22 | 0.22 | 0.22 | 0.22 | 0.22 | 0.22 | 0.22 | 0.22 | 0.22 | 0.22 | 0.22 | 0.22 | 0.22 | 0.22 | 0.22 | 0.22 | 0.22 | 0.22 | 0.22 | 0.22 | 0.22 | 0.22 | 0.22 | 0.22 | 0.22 | 0.22
MEPCOSCNI0 | 0 | 0 | 0 | 0 | 0 | 0 | 0 | 0 | 0 | 0 | 0 | 0 | 0 | 0 | 0 | 0 | 0 | 0 | 0 | 0 | 0 | 0 | 0 | 0 | 0 | 0 | 0 | 0 | 0 | 0 | 0 | 0 | 0 | 0 | 0 | 0
MEPWI30NI0 | 0.046 | 0.046 | 0.046 | 0.046 | 0.046 | 0.046 | 0.046 | 0.046 | 0.046 | 0.046 | 0.046 | 0.046 | 0.046 | 0.046 | 0.046 | 0.046 | 0.046 | 0.046 | 0.046 | 0.046 | 0.046 | 0.046 | 0.046 | 0.046 | 0.046 | 0.046 | 0.046 | 0.046 | 0.046 | 0.046 | 0.046 | 0.046 | 0.046 | 0.046 | 0.046 | 0.046
MEPWI30NO0 | 0.072 | 0.072 | 0.072 | 0.072 | 0.072 | 0.072 | 0.072 | 0.072 | 0.072 | 0.072 | 0.072 | 0.072 | 0.072 | 0.072 | 0.072 | 0.072 | 0.072 | 0.072 | 0.072 | 0.072 | 0.072 | 0.072 | 0.072 | 0.072 | 0.072 | 0.072 | 0.072 | 0.072 | 0.072 | 0.072 | 0.072 | 0.072 | 0.072 | 0.072 | 0.072 | 0.072
METELTRH00 | 30 | 30 | 30 | 30 | 30 | 30 | 30 | 30 | 30 | 30 | 30 | 30 | 30 | 30 | 30 | 30 | 30 | 30 | 30 | 30 | 30 | 30 | 30 | 30 | 30 | 30 | 30 | 30 | 30 | 30 | 30 | 30 | 30 | 30 | 30 | 30
METELDSH00 | 30 | 30 | 30 | 30 | 30 | 30 | 30 | 30 | 30 | 30 | 30 | 30 | 30 | 30 | 30 | 30 | 30 | 30 | 30 | 30 | 30 | 30 | 30 | 30 | 30 | 30 | 30 | 30 | 30 | 30 | 30 | 30 | 30 | 30 | 30 | 30
METRDIMH00 | bar: 2020 to 2055:=
METRDEXH00 | bar: 2020 to 2055:=
METRDALH00 | 0.43 | 0.43 | 0.43 | 0.43 | 0.43 | 0.43 | 0.43 | 0.43 | 0.43 | 0.43 | 0.43 | 0.43 | 0.43 | 0.43 | 0.43 | 0.43 | 0.43 | 0.43 | 0.43 | 0.43 | 0.43 | 0.43 | 0.43 | 0.43 | 0.43 | 0.43 | 0.43 | 0.43 | 0.43 | 0.43 | 0.43 | 0.43 | 0.43 | 0.43 | 0.43 | 0.43
METRDXKH00 | 0.44 | 0.44 | 0.44 | 0.44 | 0.44 | 0.44 | 0.44 | 0.44 | 0.44 | 0.44 | 0.44 | 0.44 | 0.44 | 0.44 | 0.44 | 0.44 | 0.44 | 0.44 | 0.44 | 0.44 | 0.44 | 0.44 | 0.44 | 0.44 | 0.44 | 0.44 | 0.44 | 0.44 | 0.44 | 0.44 | 0.44 | 0.44 | 0.44 | 0.44 | 0.44 | 0.44
METRDITH00 | 0.6 | 0.6 | 0.6 | 0.6 | 0.6 | 0.6 | 0.6 | 0.6 | 0.6 | 0.6 | 0.6 | 0.6 | 0.6 | 0.6 | 0.6 | 0.6 | 0.6 | 0.6 | 0.6 | 0.6 | 0.6 | 0.6 | 0.6 | 0.6 | 0.6 | 0.6 | 0.6 | 0.6 | 0.6 | 0.6 | 0.6 | 0.6 | 0.6 | 0.6 | 0.6 | 0.6
ITTRDMEH00 | 0.6 | 0.6 | 0.6 | 0.6 | 0.6 | 0.6 | 0.6 | 0.6 | 0.6 | 0.6 | 0.6 | 0.6 | 0.6 | 0.6 | 0.6 | 0.6 | 0.6 | 0.6 | 0.6 | 0.6 | 0.6 | 0.6 | 0.6 | 0.6 | 0.6 | 0.6 | 0.6 | 0.6 | 0.6 | 0.6 | 0.6 | 0.6 | 0.6 | 0.6 | 0.6 | 0.6
METRDBAH00 | 1.088 | 1.088 | 1.088 | 1.088 | 1.088 | 1.088 | 1.088 | 1.088 | 1.088 | 1.088 | 1.088 | 1.088 | 1.088 | 1.088 | 1.088 | 1.088 | 1.088 | 1.088 | 1.088 | 1.088 | 1.088 | 1.088 | 1.088 | 1.088 | 1.088 | 1.088 | 1.088 | 1.088 | 1.088 | 1.088 | 1.088 | 1.088 | 1.088 | 1.088 | 1.088 | 1.088
BATRDMEH00 | 1.088 | 1.088 | 1.088 | 1.088 | 1.088 | 1.088 | 1.088 | 1.088 | 1.088 | 1.088 | 1.088 | 1.088 | 1.088 | 1.088 | 1.088 | 1.088 | 1.088 | 1.088 | 1.088 | 1.088 | 1.088 | 1.088 | 1.088 | 1.088 | 1.088 | 1.088 | 1.088 | 1.088 | 1.088 | 1.088 | 1.088 | 1.088 | 1.088 | 1.088 | 1.088 | 1.088
METRDRSH00 | 0.331 | 0.331 | 0.331 | 0.331 | 0.331 | 0.331 | 0.331 | 0.331 | 0.331 | 0.331 | 0.331 | 0.331 | 0.331 | 0.331 | 0.331 | 0.331 | 0.331 | 0.331 | 0.331 | 0.331 | 0.331 | 0.331 | 0.331 | 0.331 | 0.331 | 0.331 | 0.331 | 0.331 | 0.331 | 0.331 | 0.331 | 0.331 | 0.331 | 0.331 | 0.331 | 0.331
RSTRDMEH00 | 0 | 0 | 0 | 0 | 0 | 0 | 0 | 0 | 0 | 0 | 0 | 0 | 0 | 0 | 0 | 0 | 0 | 0 | 0 | 0 | 0 | 0 | 0 | 0 | 0 | 0 | 0 | 0 | 0 | 0 | 0 | 0 | 0 | 0 | 0 | 0
XKPELBS000 | 0 | 0 | 0 | 0 | 0 | 0 | 0 | 0 | 0 | 0 | 0 | 0 | 0 | 0 | 0 | 0 | 0 | 0 | 0 | 0 | 0 | 0 | 0 | 0 | 0 | 0 | 0 | 0 | 0 | 0 | 0 | 0 | 0 | 0 | 0 | 0
XKRCODM000 | bar: 2020 to 2055:=
XKRCOIM000 | bar: 2020 to 2055:=
XKPCOSCHO0 | 1.288 | 1.288 | 1.288 | 1.288 | 1.288 | 1.288 | 1.288 | 1.288 | 1.288 | 1.288 | 1.288 | 1.288 | 1.288 | 1.288 | 1.288 | 1.288 | 1.288 | 1.288 | 1.288 | 1.288 | 1.288 | 1.288 | 1.288 | 1.288 | 1.288 | 1.288 | 1.288 | 1.288 | 1.288 | 1.288 | 1.288 | 1.288 | 1.288 | 1.288 | 1.288 | 1.288
XKPCOSCNO0 | 0 | 0 | 0 | 0 | 0 | 0 | 0 | 0 | 0 | 0 | 0 | 0 | 0 | 0 | 0 | 0 | 0 | 0 | 0 | 0 | 0 | 0 | 0 | 0 | 0 | 0 | 0 | 0 | 0 | 0 | 0 | 0 | 0 | 0 | 0 | 0
XKPHYRRHO0 | 0.061 | 0.061 | 0.061 | 0.061 | 0.061 | 0.061 | 0.061 | 0.061 | 0.061 | 0.061 | 0.061 | 0.061 | 0.061 | 0.061 | 0.061 | 0.061 | 0.061 | 0.061 | 0.061 | 0.061 | 0.061 | 0.061 | 0.061 | 0.061 | 0.061 | 0.061 | 0.061 | 0.061 | 0.061 | 0.061 | 0.061 | 0.061 | 0.061 | 0.061 | 0.061 | 0.061
XKPHYRRNO0 | 0 | 0 | 0 | 0 | 0 | 0 | 0 | 0 | 0 | 0 | 0 | 0 | 0 | 0 | 0 | 0 | 0 | 0 | 0 | 0 | 0 | 0 | 0 | 0 | 0 | 0 | 0 | 0 | 0 | 0 | 0 | 0 | 0 | 0 | 0 | 0
XKPSOU1NO0 | 0 | 0 | 0 | 0 | 0 | 0 | 0 | 0 | 0 | 0 | 0 | 0 | 0 | 0 | 0 | 0 | 0 | 0 | 0 | 0 | 0 | 0 | 0 | 0 | 0 | 0 | 0 | 0 | 0 | 0 | 0 | 0 | 0 | 0 | 0 | 0
XKPSOU1NI0 | 0 | 0 | 0 | 0 | 0 | 0 | 0 | 0 | 0 | 0 | 0 | 0 | 0 | 0 | 0 | 0 | 0 | 0 | 0 | 0 | 0 | 0 | 0 | 0 | 0 | 0 | 0 | 0 | 0 | 0 | 0 | 0 | 0 | 0 | 0 | 0
XKPWI25NO0 | 0.0325 | 0.0325 | 0.0325 | 0.0325 | 0.0325 | 0.0325 | 0.0325 | 0.0325 | 0.0325 | 0.0325 | 0.0325 | 0.0325 | 0.0325 | 0.0325 | 0.0325 | 0.0325 | 0.0325 | 0.0325 | 0.0325 | 0.0325 | 0.0325 | 0.0325 | 0.0325 | 0.0325 | 0.0325 | 0.0325 | 0.0325 | 0.0325 | 0.0325 | 0.0325 | 0.0325 | 0.0325 | 0.0325 | 0.0325 | 0.0325 | 0.0325
XKPWI25NI0 | 0 | 0 | 0 | 0 | 0 | 0 | 0 | 0 | 0 | 0 | 0 | 0 | 0 | 0 | 0 | 0 | 0 | 0 | 0 | 0 | 0 | 0 | 0 | 0 | 0 | 0 | 0 | 0 | 0 | 0 | 0 | 0 | 0 | 0 | 0 | 0
XKTELTRH00 | 55 | 55 | 55 | 55 | 55 | 55 | 55 | 55 | 55 | 55 | 55 | 55 | 55 | 55 | 55 | 55 | 55 | 55 | 55 | 55 | 55 | 55 | 55 | 55 | 55 | 55 | 55 | 55 | 55 | 55 | 55 | 55 | 55 | 55 | 55 | 55
XKTELDSH00 | 55 | 55 | 55 | 55 | 55 | 55 | 55 | 55 | 55 | 55 | 55 | 55 | 55 | 55 | 55 | 55 | 55 | 55 | 55 | 55 | 55 | 55 | 55 | 55 | 55 | 55 | 55 | 55 | 55 | 55 | 55 | 55 | 55 | 55 | 55 | 55
XKTRDIMH00 | bar: 2020 to 2055:=
XKTRDEXH00 | bar: 2020 to 2055:=
XKTRDAKH00 | 0.3 | 0.3 | 0.3 | 0.3 | 0.3 | 0.3 | 0.3 | 0.3 | 0.3 | 0.3 | 0.3 | 0.3 | 0.3 | 0.3 | 0.3 | 0.3 | 0.3 | 0.3 | 0.3 | 0.3 | 0.3 | 0.3 | 0.3 | 0.3 | 0.3 | 0.3 | 0.3 | 0.3 | 0.3 | 0.3 | 0.3 | 0.3 | 0.3 | 0.3 | 0.3 | 0.3
XKTRDMEH00 | 0.44 | 0.44 | 0.44 | 0.44 | 0.44 | 0.44 | 0.44 | 0.44 | 0.44 | 0.44 | 0.44 | 0.44 | 0.44 | 0.44 | 0.44 | 0.44 | 0.44 | 0.44 | 0.44 | 0.44 | 0.44 | 0.44 | 0.44 | 0.44 | 0.44 | 0.44 | 0.44 | 0.44 | 0.44 | 0.44 | 0.44 | 0.44 | 0.44 | 0.44 | 0.44 | 0.44
MKCWTLK0BD | 1071.9257 | 1071.9257 | 1071.9257 | 1071.9257 | 1071.9257 | 1071.9257 | 1071.9257 | 1071.9257 | 1071.9257 | 1071.9257 | 1071.9257 | 1071.9257 | 1071.9257 | 1071.9257 | 1071.9257 | 1071.9257 | 1071.9257 | 1071.9257 | 1071.9257 | 1071.9257 | 1071.9257 | 1071.9257 | 1071.9257 | 1071.9257 | 1071.9257 | 1071.9257 | 1071.9257 | 1071.9257 | 1071.9257 | 1071.9257 | 1071.9257 | 1071.9257 | 1071.9257 | 1071.9257 | 1071.9257 | 1071.9257
MKCWTCT1BD | 165.6522 | 165.6522 | 165.6522 | 165.6522 | 165.6522 | 165.6522 | 165.6522 | 165.6522 | 165.6522 | 165.6522 | 165.6522 | 165.6522 | 165.6522 | 165.6522 | 165.6522 | 165.6522 | 165.6522 | 165.6522 | 165.6522 | 165.6522 | 165.6522 | 165.6522 | 165.6522 | 165.6522 | 165.6522 | 165.6522 | 165.6522 | 165.6522 | 165.6522 | 165.6522 | 165.6522 | 165.6522 | 165.6522 | 165.6522 | 165.6522 | 165.6522
MKCWTRS1BD | 1237.5779 | 1237.5779 | 1237.5779 | 1237.5779 | 1237.5779 | 1237.5779 | 1237.5779 | 1237.5779 | 1237.5779 | 1237.5779 | 1237.5779 | 1237.5779 | 1237.5779 | 1237.5779 | 1237.5779 | 1237.5779 | 1237.5779 | 1237.5779 | 1237.5779 | 1237.5779 | 1237.5779 | 1237.5779 | 1237.5779 | 1237.5779 | 1237.5779 | 1237.5779 | 1237.5779 | 1237.5779 | 1237.5779 | 1237.5779 | 1237.5779 | 1237.5779 | 1237.5779 | 1237.5779 | 1237.5779 | 1237.5779
MKCWTSP1BD | 34690 | 34690 | 34690 | 34690 | 34690 | 34690 | 34690 | 34690 | 34690 | 34690 | 34690 | 34690 | 34690 | 34690 | 34690 | 34690 | 34690 | 34690 | 34690 | 34690 | 34690 | 34690 | 34690 | 34690 | 34690 | 34690 | 34690 | 34690 | 34690 | 34690 | 34690 | 34690 | 34690 | 34690 | 34690 | 34690
MKCWTCT2BD | 1290.7235 | 1290.7235 | 1290.7235 | 1290.7235 | 1290.7235 | 1290.7235 | 1290.7235 | 1290.7235 | 1290.7235 | 1290.7235 | 1290.7235 | 1290.7235 | 1290.7235 | 1290.7235 | 1290.7235 | 1290.7235 | 1290.7235 | 1290.7235 | 1290.7235 | 1290.7235 | 1290.7235 | 1290.7235 | 1290.7235 | 1290.7235 | 1290.7235 | 1290.7235 | 1290.7235 | 1290.7235 | 1290.7235 | 1290.7235 | 1290.7235 | 1290.7235 | 1290.7235 | 1290.7235 | 1290.7235 | 1290.7235
MKCWTRS2BD | 2528.3014 | 2528.3014 | 2528.3014 | 2528.3014 | 2528.3014 | 2528.3014 | 2528.3014 | 2528.3014 | 2528.3014 | 2528.3014 | 2528.3014 | 2528.3014 | 2528.3014 | 2528.3014 | 2528.3014 | 2528.3014 | 2528.3014 | 2528.3014 | 2528.3014 | 2528.3014 | 2528.3014 | 2528.3014 | 2528.3014 | 2528.3014 | 2528.3014 | 2528.3014 | 2528.3014 | 2528.3014 | 2528.3014 | 2528.3014 | 2528.3014 | 2528.3014 | 2528.3014 | 2528.3014 | 2528.3014 | 2528.3014
MKCWTSP2BD | 69379 | 69379 | 69379 | 69379 | 69379 | 69379 | 69379 | 69379 | 69379 | 69379 | 69379 | 69379 | 69379 | 69379 | 69379 | 69379 | 69379 | 69379 | 69379 | 69379 | 69379 | 69379 | 69379 | 69379 | 69379 | 69379 | 69379 | 69379 | 69379 | 69379 | 69379 | 69379 | 69379 | 69379 | 69379 | 69379
MKCWTCT3DD | 1992.8778 | 1992.8778 | 1992.8778 | 1992.8778 | 1992.8778 | 1992.8778 | 1992.8778 | 1992.8778 | 1992.8778 | 1992.8778 | 1992.8778 | 1992.8778 | 1992.8778 | 1992.8778 | 1992.8778 | 1992.8778 | 1992.8778 | 1992.8778 | 1992.8778 | 1992.8778 | 1992.8778 | 1992.8778 | 1992.8778 | 1992.8778 | 1992.8778 | 1992.8778 | 1992.8778 | 1992.8778 | 1992.8778 | 1992.8778 | 1992.8778 | 1992.8778 | 1992.8778 | 1992.8778 | 1992.8778 | 1992.8778
MKCWTRS3DD | 4521.1792 | 4521.1792 | 4521.1792 | 4521.1792 | 4521.1792 | 4521.1792 | 4521.1792 | 4521.1792 | 4521.1792 | 4521.1792 | 4521.1792 | 4521.1792 | 4521.1792 | 4521.1792 | 4521.1792 | 4521.1792 | 4521.1792 | 4521.1792 | 4521.1792 | 4521.1792 | 4521.1792 | 4521.1792 | 4521.1792 | 4521.1792 | 4521.1792 | 4521.1792 | 4521.1792 | 4521.1792 | 4521.1792 | 4521.1792 | 4521.1792 | 4521.1792 | 4521.1792 | 4521.1792 | 4521.1792 | 4521.1792
ALCWTSP3DD | 0 | 0 | 0 | 0 | 0 | 0 | 0 | 0 | 0 | 0 | 0 | 0 | 0 | 0 | 0 | 0 | 0 | 0 | 0 | 0 | 0 | 0 | 0 | 0 | 0 | 0 | 0 | 0 | 0 | 0 | 0 | 0 | 0 | 0 | 0 | 0
XKCWTRS1WD | 3245.2523 | 3245.2523 | 3245.2523 | 3245.2523 | 3245.2523 | 3245.2523 | 3245.2523 | 3245.2523 | 3245.2523 | 3245.2523 | 3245.2523 | 3245.2523 | 3245.2523 | 3245.2523 | 3245.2523 | 3245.2523 | 3245.2523 | 3245.2523 | 3245.2523 | 3245.2523 | 3245.2523 | 3245.2523 | 3245.2523 | 3245.2523 | 3245.2523 | 3245.2523 | 3245.2523 | 3245.2523 | 3245.2523 | 3245.2523 | 3245.2523 | 3245.2523 | 3245.2523 | 3245.2523 | 3245.2523 | 3245.2523
ALCWTCT1DD | 1999.8143 | 1999.8143 | 1999.8143 | 1999.8143 | 1999.8143 | 1999.8143 | 1999.8143 | 1999.8143 | 1999.8143 | 1999.8143 | 1999.8143 | 1999.8143 | 1999.8143 | 1999.8143 | 1999.8143 | 1999.8143 | 1999.8143 | 1999.8143 | 1999.8143 | 1999.8143 | 1999.8143 | 1999.8143 | 1999.8143 | 1999.8143 | 1999.8143 | 1999.8143 | 1999.8143 | 1999.8143 | 1999.8143 | 1999.8143 | 1999.8143 | 1999.8143 | 1999.8143 | 1999.8143 | 1999.8143 | 1999.8143
ALCWTRS1DD | 7773.368 | 7773.368 | 7773.368 | 7773.368 | 7773.368 | 7773.368 | 7773.368 | 7773.368 | 7773.368 | 7773.368 | 7773.368 | 7773.368 | 7773.368 | 7773.368 | 7773.368 | 7773.368 | 7773.368 | 7773.368 | 7773.368 | 7773.368 | 7773.368 | 7773.368 | 7773.368 | 7773.368 | 7773.368 | 7773.368 | 7773.368 | 7773.368 | 7773.368 | 7773.368 | 7773.368 | 7773.368 | 7773.368 | 7773.368 | 7773.368 | 7773.368
ALCWTSP4DD | 84200 | 84200 | 84200 | 84200 | 84200 | 84200 | 84200 | 84200 | 84200 | 84200 | 84200 | 84200 | 84200 | 84200 | 84200 | 84200 | 84200 | 84200 | 84200 | 84200 | 84200 | 84200 | 84200 | 84200 | 84200 | 84200 | 84200 | 84200 | 84200 | 84200 | 84200 | 84200 | 84200 | 84200 | 84200 | 84200
ALCWTCT2DD | 3928.5482 | 3928.5482 | 3928.5482 | 3928.5482 | 3928.5482 | 3928.5482 | 3928.5482 | 3928.5482 | 3928.5482 | 3928.5482 | 3928.5482 | 3928.5482 | 3928.5482 | 3928.5482 | 3928.5482 | 3928.5482 | 3928.5482 | 3928.5482 | 3928.5482 | 3928.5482 | 3928.5482 | 3928.5482 | 3928.5482 | 3928.5482 | 3928.5482 | 3928.5482 | 3928.5482 | 3928.5482 | 3928.5482 | 3928.5482 | 3928.5482 | 3928.5482 | 3928.5482 | 3928.5482 | 3928.5482 | 3928.5482
ALCWTRS2DD | 11701.9162 | 11701.9162 | 11701.9162 | 11701.9162 | 11701.9162 | 11701.9162 | 11701.9162 | 11701.9162 | 11701.9162 | 11701.9162 | 11701.9162 | 11701.9162 | 11701.9162 | 11701.9162 | 11701.9162 | 11701.9162 | 11701.9162 | 11701.9162 | 11701.9162 | 11701.9162 | 11701.9162 | 11701.9162 | 11701.9162 | 11701.9162 | 11701.9162 | 11701.9162 | 11701.9162 | 11701.9162 | 11701.9162 | 11701.9162 | 11701.9162 | 11701.9162 | 11701.9162 | 11701.9162 | 11701.9162 | 11701.9162
ALCWTSP5DD | 107222 | 107222 | 107222 | 107222 | 107222 | 107222 | 107222 | 107222 | 107222 | 107222 | 107222 | 107222 | 107222 | 107222 | 107222 | 107222 | 107222 | 107222 | 107222 | 107222 | 107222 | 107222 | 107222 | 107222 | 107222 | 107222 | 107222 | 107222 | 107222 | 107222 | 107222 | 107222 | 107222 | 107222 | 107222 | 107222
ALCWTCT3DD | 842.9333 | 842.9333 | 842.9333 | 842.9333 | 842.9333 | 842.9333 | 842.9333 | 842.9333 | 842.9333 | 842.9333 | 842.9333 | 842.9333 | 842.9333 | 842.9333 | 842.9333 | 842.9333 | 842.9333 | 842.9333 | 842.9333 | 842.9333 | 842.9333 | 842.9333 | 842.9333 | 842.9333 | 842.9333 | 842.9333 | 842.9333 | 842.9333 | 842.9333 | 842.9333 | 842.9333 | 842.9333 | 842.9333 | 842.9333 | 842.9333 | 842.9333
ALCWTRS3DD | 12544.8495 | 12544.8495 | 12544.8495 | 12544.8495 | 12544.8495 | 12544.8495 | 12544.8495 | 12544.8495 | 12544.8495 | 12544.8495 | 12544.8495 | 12544.8495 | 12544.8495 | 12544.8495 | 12544.8495 | 12544.8495 | 12544.8495 | 12544.8495 | 12544.8495 | 12544.8495 | 12544.8495 | 12544.8495 | 12544.8495 | 12544.8495 | 12544.8495 | 12544.8495 | 12544.8495 | 12544.8495 | 12544.8495 | 12544.8495 | 12544.8495 | 12544.8495 | 12544.8495 | 12544.8495 | 12544.8495 | 12544.8495
ALCWTSP6DD | 211000 | 211000 | 211000 | 211000 | 211000 | 211000 | 211000 | 211000 | 211000 | 211000 | 211000 | 211000 | 211000 | 211000 | 211000 | 211000 | 211000 | 211000 | 211000 | 211000 | 211000 | 211000 | 211000 | 211000 | 211000 | 211000 | 211000 | 211000 | 211000 | 211000 | 211000 | 211000 | 211000 | 211000 | 211000 | 211000
ALCWTCT4DD | 800 | 800 | 800 | 800 | 800 | 800 | 800 | 800 | 800 | 800 | 800 | 800 | 800 | 800 | 800 | 800 | 800 | 800 | 800 | 800 | 800 | 800 | 800 | 800 | 800 | 800 | 800 | 800 | 800 | 800 | 800 | 800 | 800 | 800 | 800 | 800
ALCWTRS4DD | 15043.6672 | 15043.6672 | 15043.6672 | 15043.6672 | 15043.6672 | 15043.6672 | 15043.6672 | 15043.6672 | 15043.6672 | 15043.6672 | 15043.6672 | 15043.6672 | 15043.6672 | 15043.6672 | 15043.6672 | 15043.6672 | 15043.6672 | 15043.6672 | 15043.6672 | 15043.6672 | 15043.6672 | 15043.6672 | 15043.6672 | 15043.6672 | 15043.6672 | 15043.6672 | 15043.6672 | 15043.6672 | 15043.6672 | 15043.6672 | 15043.6672 | 15043.6672 | 15043.6672 | 15043.6672 | 15043.6672 | 15043.6672
Dry Year Residual Capacity
MKCWTLK0BD | 896.9129 | 896.9129 | 896.9129 | 896.9129 | 896.9129 | 896.9129 | 896.9129 | 896.9129 | 896.9129 | 896.9129 | 896.9129 | 896.9129 | 896.9129 | 896.9129 | 896.9129 | 896.9129 | 896.9129 | 896.9129 | 896.9129 | 896.9129 | 896.9129 | 896.9129 | 896.9129 | 896.9129 | 896.9129 | 896.9129 | 896.9129 | 896.9129 | 896.9129 | 896.9129 | 896.9129 | 896.9129 | 896.9129 | 896.9129 | 896.9129 | 896.9129
MKCWTCT1BD | 113.3652 | 113.3652 | 113.3652 | 113.3652 | 113.3652 | 113.3652 | 113.3652 | 113.3652 | 113.3652 | 113.3652 | 113.3652 | 113.3652 | 113.3652 | 113.3652 | 113.3652 | 113.3652 | 113.3652 | 113.3652 | 113.3652 | 113.3652 | 113.3652 | 113.3652 | 113.3652 | 113.3652 | 113.3652 | 113.3652 | 113.3652 | 113.3652 | 113.3652 | 113.3652 | 113.3652 | 113.3652 | 113.3652 | 113.3652 | 113.3652 | 113.3652
MKCWTRS1BD | 1010.2781 | 1010.2781 | 1010.2781 | 1010.2781 | 1010.2781 | 1010.2781 | 1010.2781 | 1010.2781 | 1010.2781 | 1010.2781 | 1010.2781 | 1010.2781 | 1010.2781 | 1010.2781 | 1010.2781 | 1010.2781 | 1010.2781 | 1010.2781 | 1010.2781 | 1010.2781 | 1010.2781 | 1010.2781 | 1010.2781 | 1010.2781 | 1010.2781 | 1010.2781 | 1010.2781 | 1010.2781 | 1010.2781 | 1010.2781 | 1010.2781 | 1010.2781 | 1010.2781 | 1010.2781 | 1010.2781 | 1010.2781
MKCWTSP1BD | 34690 | 34690 | 34690 | 34690 | 34690 | 34690 | 34690 | 34690 | 34690 | 34690 | 34690 | 34690 | 34690 | 34690 | 34690 | 34690 | 34690 | 34690 | 34690 | 34690 | 34690 | 34690 | 34690 | 34690 | 34690 | 34690 | 34690 | 34690 | 34690 | 34690 | 34690 | 34690 | 34690 | 34690 | 34690 | 34690
MKCWTCT2BD | 651.1786 | 651.1786 | 651.1786 | 651.1786 | 651.1786 | 651.1786 | 651.1786 | 651.1786 | 651.1786 | 651.1786 | 651.1786 | 651.1786 | 651.1786 | 651.1786 | 651.1786 | 651.1786 | 651.1786 | 651.1786 | 651.1786 | 651.1786 | 651.1786 | 651.1786 | 651.1786 | 651.1786 | 651.1786 | 651.1786 | 651.1786 | 651.1786 | 651.1786 | 651.1786 | 651.1786 | 651.1786 | 651.1786 | 651.1786 | 651.1786 | 651.1786
MKCWTRS2BD | 1661.4567 | 1661.4567 | 1661.4567 | 1661.4567 | 1661.4567 | 1661.4567 | 1661.4567 | 1661.4567 | 1661.4567 | 1661.4567 | 1661.4567 | 1661.4567 | 1661.4567 | 1661.4567 | 1661.4567 | 1661.4567 | 1661.4567 | 1661.4567 | 1661.4567 | 1661.4567 | 1661.4567 | 1661.4567 | 1661.4567 | 1661.4567 | 1661.4567 | 1661.4567 | 1661.4567 | 1661.4567 | 1661.4567 | 1661.4567 | 1661.4567 | 1661.4567 | 1661.4567 | 1661.4567 | 1661.4567 | 1661.4567
MKCWTSP2BD | 69379 | 69379 | 69379 | 69379 | 69379 | 69379 | 69379 | 69379 | 69379 | 69379 | 69379 | 69379 | 69379 | 69379 | 69379 | 69379 | 69379 | 69379 | 69379 | 69379 | 69379 | 69379 | 69379 | 69379 | 69379 | 69379 | 69379 | 69379 | 69379 | 69379 | 69379 | 69379 | 69379 | 69379 | 69379 | 69379
MKCWTCT3DD | 933.6488 | 933.6488 | 933.6488 | 933.6488 | 933.6488 | 933.6488 | 933.6488 | 933.6488 | 933.6488 | 933.6488 | 933.6488 | 933.6488 | 933.6488 | 933.6488 | 933.6488 | 933.6488 | 933.6488 | 933.6488 | 933.6488 | 933.6488 | 933.6488 | 933.6488 | 933.6488 | 933.6488 | 933.6488 | 933.6488 | 933.6488 | 933.6488 | 933.6488 | 933.6488 | 933.6488 | 933.6488 | 933.6488 | 933.6488 | 933.6488 | 933.6488
MKCWTRS3DD | 2595.1055 | 2595.1055 | 2595.1055 | 2595.1055 | 2595.1055 | 2595.1055 | 2595.1055 | 2595.1055 | 2595.1055 | 2595.1055 | 2595.1055 | 2595.1055 | 2595.1055 | 2595.1055 | 2595.1055 | 2595.1055 | 2595.1055 | 2595.1055 | 2595.1055 | 2595.1055 | 2595.1055 | 2595.1055 | 2595.1055 | 2595.1055 | 2595.1055 | 2595.1055 | 2595.1055 | 2595.1055 | 2595.1055 | 2595.1055 | 2595.1055 | 2595.1055 | 2595.1055 | 2595.1055 | 2595.1055 | 2595.1055
ALCWTSP3DD | 0 | 0 | 0 | 0 | 0 | 0 | 0 | 0 | 0 | 0 | 0 | 0 | 0 | 0 | 0 | 0 | 0 | 0 | 0 | 0 | 0 | 0 | 0 | 0 | 0 | 0 | 0 | 0 | 0 | 0 | 0 | 0 | 0 | 0 | 0 | 0
XKCWTRS1WD | 2453.7166 | 2453.7166 | 2453.7166 | 2453.7166 | 2453.7166 | 2453.7166 | 2453.7166 | 2453.7166 | 2453.7166 | 2453.7166 | 2453.7166 | 2453.7166 | 2453.7166 | 2453.7166 | 2453.7166 | 2453.7166 | 2453.7166 | 2453.7166 | 2453.7166 | 2453.7166 | 2453.7166 | 2453.7166 | 2453.7166 | 2453.7166 | 2453.7166 | 2453.7166 | 2453.7166 | 2453.7166 | 2453.7166 | 2453.7166 | 2453.7166 | 2453.7166 | 2453.7166 | 2453.7166 | 2453.7166 | 2453.7166
ALCWTCT1DD | 2008.8139 | 2008.8139 | 2008.8139 | 2008.8139 | 2008.8139 | 2008.8139 | 2008.8139 | 2008.8139 | 2008.8139 | 2008.8139 | 2008.8139 | 2008.8139 | 2008.8139 | 2008.8139 | 2008.8139 | 2008.8139 | 2008.8139 | 2008.8139 | 2008.8139 | 2008.8139 | 2008.8139 | 2008.8139 | 2008.8139 | 2008.8139 | 2008.8139 | 2008.8139 | 2008.8139 | 2008.8139 | 2008.8139 | 2008.8139 | 2008.8139 | 2008.8139 | 2008.8139 | 2008.8139 | 2008.8139 | 2008.8139
ALCWTRS1DD | 6123.9873 | 6123.9873 | 6123.9873 | 6123.9873 | 6123.9873 | 6123.9873 | 6123.9873 | 6123.9873 | 6123.9873 | 6123.9873 | 6123.9873 | 6123.9873 | 6123.9873 | 6123.9873 | 6123.9873 | 6123.9873 | 6123.9873 | 6123.9873 | 6123.9873 | 6123.9873 | 6123.9873 | 6123.9873 | 6123.9873 | 6123.9873 | 6123.9873 | 6123.9873 | 6123.9873 | 6123.9873 | 6123.9873 | 6123.9873 | 6123.9873 | 6123.9873 | 6123.9873 | 6123.9873 | 6123.9873 | 6123.9873
ALCWTSP4DD | 84200 | 84200 | 84200 | 84200 | 84200 | 84200 | 84200 | 84200 | 84200 | 84200 | 84200 | 84200 | 84200 | 84200 | 84200 | 84200 | 84200 | 84200 | 84200 | 84200 | 84200 | 84200 | 84200 | 84200 | 84200 | 84200 | 84200 | 84200 | 84200 | 84200 | 84200 | 84200 | 84200 | 84200 | 84200 | 84200
ALCWTCT2DD | 4040.9583 | 4040.9583 | 4040.9583 | 4040.9583 | 4040.9583 | 4040.9583 | 4040.9583 | 4040.9583 | 4040.9583 | 4040.9583 | 4040.9583 | 4040.9583 | 4040.9583 | 4040.9583 | 4040.9583 | 4040.9583 | 4040.9583 | 4040.9583 | 4040.9583 | 4040.9583 | 4040.9583 | 4040.9583 | 4040.9583 | 4040.9583 | 4040.9583 | 4040.9583 | 4040.9583 | 4040.9583 | 4040.9583 | 4040.9583 | 4040.9583 | 4040.9583 | 4040.9583 | 4040.9583 | 4040.9583 | 4040.9583
ALCWTRS2DD | 10164.9456 | 10164.9456 | 10164.9456 | 10164.9456 | 10164.9456 | 10164.9456 | 10164.9456 | 10164.9456 | 10164.9456 | 10164.9456 | 10164.9456 | 10164.9456 | 10164.9456 | 10164.9456 | 10164.9456 | 10164.9456 | 10164.9456 | 10164.9456 | 10164.9456 | 10164.9456 | 10164.9456 | 10164.9456 | 10164.9456 | 10164.9456 | 10164.9456 | 10164.9456 | 10164.9456 | 10164.9456 | 10164.9456 | 10164.9456 | 10164.9456 | 10164.9456 | 10164.9456 | 10164.9456 | 10164.9456 | 10164.9456
ALCWTSP5DD | 107222 | 107222 | 107222 | 107222 | 107222 | 107222 | 107222 | 107222 | 107222 | 107222 | 107222 | 107222 | 107222 | 107222 | 107222 | 107222 | 107222 | 107222 | 107222 | 107222 | 107222 | 107222 | 107222 | 107222 | 107222 | 107222 | 107222 | 107222 | 107222 | 107222 | 107222 | 107222 | 107222 | 107222 | 107222 | 107222
ALCWTCT3DD | 824.4858 | 824.4858 | 824.4858 | 824.4858 | 824.4858 | 824.4858 | 824.4858 | 824.4858 | 824.4858 | 824.4858 | 824.4858 | 824.4858 | 824.4858 | 824.4858 | 824.4858 | 824.4858 | 824.4858 | 824.4858 | 824.4858 | 824.4858 | 824.4858 | 824.4858 | 824.4858 | 824.4858 | 824.4858 | 824.4858 | 824.4858 | 824.4858 | 824.4858 | 824.4858 | 824.4858 | 824.4858 | 824.4858 | 824.4858 | 824.4858 | 824.4858
ALCWTRS3DD | 10989.4314 | 10989.4314 | 10989.4314 | 10989.4314 | 10989.4314 | 10989.4314 | 10989.4314 | 10989.4314 | 10989.4314 | 10989.4314 | 10989.4314 | 10989.4314 | 10989.4314 | 10989.4314 | 10989.4314 | 10989.4314 | 10989.4314 | 10989.4314 | 10989.4314 | 10989.4314 | 10989.4314 | 10989.4314 | 10989.4314 | 10989.4314 | 10989.4314 | 10989.4314 | 10989.4314 | 10989.4314 | 10989.4314 | 10989.4314 | 10989.4314 | 10989.4314 | 10989.4314 | 10989.4314 | 10989.4314 | 10989.4314
ALCWTSP6DD | 211000 | 211000 | 211000 | 211000 | 211000 | 211000 | 211000 | 211000 | 211000 | 211000 | 211000 | 211000 | 211000 | 211000 | 211000 | 211000 | 211000 | 211000 | 211000 | 211000 | 211000 | 211000 | 211000 | 211000 | 211000 | 211000 | 211000 | 211000 | 211000 | 211000 | 211000 | 211000 | 211000 | 211000 | 211000 | 211000
ALCWTCT4DD | 604.0484 | 604.0484 | 604.0484 | 604.0484 | 604.0484 | 604.0484 | 604.0484 | 604.0484 | 604.0484 | 604.0484 | 604.0484 | 604.0484 | 604.0484 | 604.0484 | 604.0484 | 604.0484 | 604.0484 | 604.0484 | 604.0484 | 604.0484 | 604.0484 | 604.0484 | 604.0484 | 604.0484 | 604.0484 | 604.0484 | 604.0484 | 604.0484 | 604.0484 | 604.0484 | 604.0484 | 604.0484 | 604.0484 | 604.0484 | 604.0484 | 604.0484
ALCWTRS4DD | 11941.1932 | 11941.1932 | 11941.1932 | 11941.1932 | 11941.1932 | 11941.1932 | 11941.1932 | 11941.1932 | 11941.1932 | 11941.1932 | 11941.1932 | 11941.1932 | 11941.1932 | 11941.1932 | 11941.1932 | 11941.1932 | 11941.1932 | 11941.1932 | 11941.1932 | 11941.1932 | 11941.1932 | 11941.1932 | 11941.1932 | 11941.1932 | 11941.1932 | 11941.1932 | 11941.1932 | 11941.1932 | 11941.1932 | 11941.1932 | 11941.1932 | 11941.1932 | 11941.1932 | 11941.1932 | 11941.1932 | 11941.1932
Wet Year Residual Capacity
MKCWTLK0BD | 2475.8057 | 2475.8057 | 2475.8057 | 2475.8057 | 2475.8057 | 2475.8057 | 2475.8057 | 2475.8057 | 2475.8057 | 2475.8057 | 2475.8057 | 2475.8057 | 2475.8057 | 2475.8057 | 2475.8057 | 2475.8057 | 2475.8057 | 2475.8057 | 2475.8057 | 2475.8057 | 2475.8057 | 2475.8057 | 2475.8057 | 2475.8057 | 2475.8057 | 2475.8057 | 2475.8057 | 2475.8057 | 2475.8057 | 2475.8057 | 2475.8057 | 2475.8057 | 2475.8057 | 2475.8057 | 2475.8057 | 2475.8057
MKCWTCT1BD | 405.9793 | 405.9793 | 405.9793 | 405.9793 | 405.9793 | 405.9793 | 405.9793 | 405.9793 | 405.9793 | 405.9793 | 405.9793 | 405.9793 | 405.9793 | 405.9793 | 405.9793 | 405.9793 | 405.9793 | 405.9793 | 405.9793 | 405.9793 | 405.9793 | 405.9793 | 405.9793 | 405.9793 | 405.9793 | 405.9793 | 405.9793 | 405.9793 | 405.9793 | 405.9793 | 405.9793 | 405.9793 | 405.9793 | 405.9793 | 405.9793 | 405.9793
MKCWTRS1BD | 2881.785 | 2881.785 | 2881.785 | 2881.785 | 2881.785 | 2881.785 | 2881.785 | 2881.785 | 2881.785 | 2881.785 | 2881.785 | 2881.785 | 2881.785 | 2881.785 | 2881.785 | 2881.785 | 2881.785 | 2881.785 | 2881.785 | 2881.785 | 2881.785 | 2881.785 | 2881.785 | 2881.785 | 2881.785 | 2881.785 | 2881.785 | 2881.785 | 2881.785 | 2881.785 | 2881.785 | 2881.785 | 2881.785 | 2881.785 | 2881.785 | 2881.785
MKCWTSP1BD | 896.9129 | 896.9129 | 896.9129 | 896.9129 | 896.9129 | 896.9129 | 896.9129 | 896.9129 | 896.9129 | 896.9129 | 896.9129 | 896.9129 | 896.9129 | 896.9129 | 896.9129 | 896.9129 | 896.9129 | 896.9129 | 896.9129 | 896.9129 | 896.9129 | 896.9129 | 896.9129 | 896.9129 | 896.9129 | 896.9129 | 896.9129 | 896.9129 | 896.9129 | 896.9129 | 896.9129 | 896.9129 | 896.9129 | 896.9129 | 896.9129 | 896.9129
MKCWTCT2BD | 2330.1569 | 2330.1569 | 2330.1569 | 2330.1569 | 2330.1569 | 2330.1569 | 2330.1569 | 2330.1569 | 2330.1569 | 2330.1569 | 2330.1569 | 2330.1569 | 2330.1569 | 2330.1569 | 2330.1569 | 2330.1569 | 2330.1569 | 2330.1569 | 2330.1569 | 2330.1569 | 2330.1569 | 2330.1569 | 2330.1569 | 2330.1569 | 2330.1569 | 2330.1569 | 2330.1569 | 2330.1569 | 2330.1569 | 2330.1569 | 2330.1569 | 2330.1569 | 2330.1569 | 2330.1569 | 2330.1569 | 2330.1569
MKCWTRS2BD | 5211.9418 | 5211.9418 | 5211.9418 | 5211.9418 | 5211.9418 | 5211.9418 | 5211.9418 | 5211.9418 | 5211.9418 | 5211.9418 | 5211.9418 | 5211.9418 | 5211.9418 | 5211.9418 | 5211.9418 | 5211.9418 | 5211.9418 | 5211.9418 | 5211.9418 | 5211.9418 | 5211.9418 | 5211.9418 | 5211.9418 | 5211.9418 | 5211.9418 | 5211.9418 | 5211.9418 | 5211.9418 | 5211.9418 | 5211.9418 | 5211.9418 | 5211.9418 | 5211.9418 | 5211.9418 | 5211.9418 | 5211.9418
MKCWTSP2BD | 34690 | 34690 | 34690 | 34690 | 34690 | 34690 | 34690 | 34690 | 34690 | 34690 | 34690 | 34690 | 34690 | 34690 | 34690 | 34690 | 34690 | 34690 | 34690 | 34690 | 34690 | 34690 | 34690 | 34690 | 34690 | 34690 | 34690 | 34690 | 34690 | 34690 | 34690 | 34690 | 34690 | 34690 | 34690 | 34690
MKCWTCT3DD | 4933.3996 | 4933.3996 | 4933.3996 | 4933.3996 | 4933.3996 | 4933.3996 | 4933.3996 | 4933.3996 | 4933.3996 | 4933.3996 | 4933.3996 | 4933.3996 | 4933.3996 | 4933.3996 | 4933.3996 | 4933.3996 | 4933.3996 | 4933.3996 | 4933.3996 | 4933.3996 | 4933.3996 | 4933.3996 | 4933.3996 | 4933.3996 | 4933.3996 | 4933.3996 | 4933.3996 | 4933.3996 | 4933.3996 | 4933.3996 | 4933.3996 | 4933.3996 | 4933.3996 | 4933.3996 | 4933.3996 | 4933.3996
MKCWTRS3DD | 10145.3414 | 10145.3414 | 10145.3414 | 10145.3414 | 10145.3414 | 10145.3414 | 10145.3414 | 10145.3414 | 10145.3414 | 10145.3414 | 10145.3414 | 10145.3414 | 10145.3414 | 10145.3414 | 10145.3414 | 10145.3414 | 10145.3414 | 10145.3414 | 10145.3414 | 10145.3414 | 10145.3414 | 10145.3414 | 10145.3414 | 10145.3414 | 10145.3414 | 10145.3414 | 10145.3414 | 10145.3414 | 10145.3414 | 10145.3414 | 10145.3414 | 10145.3414 | 10145.3414 | 10145.3414 | 10145.3414 | 10145.3414
ALCWTSP3DD | 0 | 0 | 0 | 0 | 0 | 0 | 0 | 0 | 0 | 0 | 0 | 0 | 0 | 0 | 0 | 0 | 0 | 0 | 0 | 0 | 0 | 0 | 0 | 0 | 0 | 0 | 0 | 0 | 0 | 0 | 0 | 0 | 0 | 0 | 0 | 0
XKCWTRS1WD | 6214.4832 | 6214.4832 | 6214.4832 | 6214.4832 | 6214.4832 | 6214.4832 | 6214.4832 | 6214.4832 | 6214.4832 | 6214.4832 | 6214.4832 | 6214.4832 | 6214.4832 | 6214.4832 | 6214.4832 | 6214.4832 | 6214.4832 | 6214.4832 | 6214.4832 | 6214.4832 | 6214.4832 | 6214.4832 | 6214.4832 | 6214.4832 | 6214.4832 | 6214.4832 | 6214.4832 | 6214.4832 | 6214.4832 | 6214.4832 | 6214.4832 | 6214.4832 | 6214.4832 | 6214.4832 | 6214.4832 | 6214.4832
ALCWTCT1DD | 4716.7761 | 4716.7761 | 4716.7761 | 4716.7761 | 4716.7761 | 4716.7761 | 4716.7761 | 4716.7761 | 4716.7761 | 4716.7761 | 4716.7761 | 4716.7761 | 4716.7761 | 4716.7761 | 4716.7761 | 4716.7761 | 4716.7761 | 4716.7761 | 4716.7761 | 4716.7761 | 4716.7761 | 4716.7761 | 4716.7761 | 4716.7761 | 4716.7761 | 4716.7761 | 4716.7761 | 4716.7761 | 4716.7761 | 4716.7761 | 4716.7761 | 4716.7761 | 4716.7761 | 4716.7761 | 4716.7761 | 4716.7761
ALCWTRS1DD | 16143.2012 | 16143.2012 | 16143.2012 | 16143.2012 | 16143.2012 | 16143.2012 | 16143.2012 | 16143.2012 | 16143.2012 | 16143.2012 | 16143.2012 | 16143.2012 | 16143.2012 | 16143.2012 | 16143.2012 | 16143.2012 | 16143.2012 | 16143.2012 | 16143.2012 | 16143.2012 | 16143.2012 | 16143.2012 | 16143.2012 | 16143.2012 | 16143.2012 | 16143.2012 | 16143.2012 | 16143.2012 | 16143.2012 | 16143.2012 | 16143.2012 | 16143.2012 | 16143.2012 | 16143.2012 | 16143.2012 | 16143.2012
ALCWTSP4DD | 2453.7166 | 2453.7166 | 2453.7166 | 2453.7166 | 2453.7166 | 2453.7166 | 2453.7166 | 2453.7166 | 2453.7166 | 2453.7166 | 2453.7166 | 2453.7166 | 2453.7166 | 2453.7166 | 2453.7166 | 2453.7166 | 2453.7166 | 2453.7166 | 2453.7166 | 2453.7166 | 2453.7166 | 2453.7166 | 2453.7166 | 2453.7166 | 2453.7166 | 2453.7166 | 2453.7166 | 2453.7166 | 2453.7166 | 2453.7166 | 2453.7166 | 2453.7166 | 2453.7166 | 2453.7166 | 2453.7166 | 2453.7166
ALCWTCT2DD | 6826.138 | 6826.138 | 6826.138 | 6826.138 | 6826.138 | 6826.138 | 6826.138 | 6826.138 | 6826.138 | 6826.138 | 6826.138 | 6826.138 | 6826.138 | 6826.138 | 6826.138 | 6826.138 | 6826.138 | 6826.138 | 6826.138 | 6826.138 | 6826.138 | 6826.138 | 6826.138 | 6826.138 | 6826.138 | 6826.138 | 6826.138 | 6826.138 | 6826.138 | 6826.138 | 6826.138 | 6826.138 | 6826.138 | 6826.138 | 6826.138 | 6826.138
ALCWTRS2DD | 22969.3392 | 22969.3392 | 22969.3392 | 22969.3392 | 22969.3392 | 22969.3392 | 22969.3392 | 22969.3392 | 22969.3392 | 22969.3392 | 22969.3392 | 22969.3392 | 22969.3392 | 22969.3392 | 22969.3392 | 22969.3392 | 22969.3392 | 22969.3392 | 22969.3392 | 22969.3392 | 22969.3392 | 22969.3392 | 22969.3392 | 22969.3392 | 22969.3392 | 22969.3392 | 22969.3392 | 22969.3392 | 22969.3392 | 22969.3392 | 22969.3392 | 22969.3392 | 22969.3392 | 22969.3392 | 22969.3392 | 22969.3392
ALCWTSP5DD | 84200 | 84200 | 84200 | 84200 | 84200 | 84200 | 84200 | 84200 | 84200 | 84200 | 84200 | 84200 | 84200 | 84200 | 84200 | 84200 | 84200 | 84200 | 84200 | 84200 | 84200 | 84200 | 84200 | 84200 | 84200 | 84200 | 84200 | 84200 | 84200 | 84200 | 84200 | 84200 | 84200 | 84200 | 84200 | 84200
ALCWTCT3DD | 1836.9801 | 1836.9801 | 1836.9801 | 1836.9801 | 1836.9801 | 1836.9801 | 1836.9801 | 1836.9801 | 1836.9801 | 1836.9801 | 1836.9801 | 1836.9801 | 1836.9801 | 1836.9801 | 1836.9801 | 1836.9801 | 1836.9801 | 1836.9801 | 1836.9801 | 1836.9801 | 1836.9801 | 1836.9801 | 1836.9801 | 1836.9801 | 1836.9801 | 1836.9801 | 1836.9801 | 1836.9801 | 1836.9801 | 1836.9801 | 1836.9801 | 1836.9801 | 1836.9801 | 1836.9801 | 1836.9801 | 1836.9801
ALCWTRS3DD | 24806.3193 | 24806.3193 | 24806.3193 | 24806.3193 | 24806.3193 | 24806.3193 | 24806.3193 | 24806.3193 | 24806.3193 | 24806.3193 | 24806.3193 | 24806.3193 | 24806.3193 | 24806.3193 | 24806.3193 | 24806.3193 | 24806.3193 | 24806.3193 | 24806.3193 | 24806.3193 | 24806.3193 | 24806.3193 | 24806.3193 | 24806.3193 | 24806.3193 | 24806.3193 | 24806.3193 | 24806.3193 | 24806.3193 | 24806.3193 | 24806.3193 | 24806.3193 | 24806.3193 | 24806.3193 | 24806.3193 | 24806.3193
ALCWTSP6DD | 107222 | 107222 | 107222 | 107222 | 107222 | 107222 | 107222 | 107222 | 107222 | 107222 | 107222 | 107222 | 107222 | 107222 | 107222 | 107222 | 107222 | 107222 | 107222 | 107222 | 107222 | 107222 | 107222 | 107222 | 107222 | 107222 | 107222 | 107222 | 107222 | 107222 | 107222 | 107222 | 107222 | 107222 | 107222 | 107222
ALCWTCT4DD | 1359.0431 | 1359.0431 | 1359.0431 | 1359.0431 | 1359.0431 | 1359.0431 | 1359.0431 | 1359.0431 | 1359.0431 | 1359.0431 | 1359.0431 | 1359.0431 | 1359.0431 | 1359.0431 | 1359.0431 | 1359.0431 | 1359.0431 | 1359.0431 | 1359.0431 | 1359.0431 | 1359.0431 | 1359.0431 | 1359.0431 | 1359.0431 | 1359.0431 | 1359.0431 | 1359.0431 | 1359.0431 | 1359.0431 | 1359.0431 | 1359.0431 | 1359.0431 | 1359.0431 | 1359.0431 | 1359.0431 | 1359.0431
ALCWTRS4DD | 26155.1259 | 26155.1259 | 26155.1259 | 26155.1259 | 26155.1259 | 26155.1259 | 26155.1259 | 26155.1259 | 26155.1259 | 26155.1259 | 26155.1259 | 26155.1259 | 26155.1259 | 26155.1259 | 26155.1259 | 26155.1259 | 26155.1259 | 26155.1259 | 26155.1259 | 26155.1259 | 26155.1259 | 26155.1259 | 26155.1259 | 26155.1259 | 26155.1259 | 26155.1259 | 26155.1259 | 26155.1259 | 26155.1259 | 26155.1259 | 26155.1259 | 26155.1259 | 26155.1259 | 26155.1259 | 26155.1259 | 26155.1259
REF - Hourly Data | 2020: 20201023
MKCWTLK0BD | 1069.8353 | 1069.8353 | 1069.8353 | 1069.8353 | 1069.8353 | 1069.8353 | 1069.8353 | 1069.8353 | 1069.8353 | 1069.8353 | 1069.8353 | 1069.8353 | 1069.8353 | 1069.8353 | 1069.8353 | 1069.8353 | 1069.8353 | 1069.8353 | 1069.8353 | 1069.8353 | 1069.8353 | 1069.8353 | 1069.8353 | 1069.8353 | 1069.8353 | 1069.8353 | 1069.8353 | 1069.8353 | 1069.8353 | 1069.8353 | 1069.8353 | 1069.8353 | 1069.8353 | 1069.8353 | 1069.8353 | 1069.8353
MKCWTCT1BD | 206.218 | 206.218 | 206.218 | 206.218 | 206.218 | 206.218 | 206.218 | 206.218 | 206.218 | 206.218 | 206.218 | 206.218 | 206.218 | 206.218 | 206.218 | 206.218 | 206.218 | 206.218 | 206.218 | 206.218 | 206.218 | 206.218 | 206.218 | 206.218 | 206.218 | 206.218 | 206.218 | 206.218 | 206.218 | 206.218 | 206.218 | 206.218 | 206.218 | 206.218 | 206.218 | 206.218
MKCWTRS1BD | 1276.0533 | 1276.0533 | 1276.0533 | 1276.0533 | 1276.0533 | 1276.0533 | 1276.0533 | 1276.0533 | 1276.0533 | 1276.0533 | 1276.0533 | 1276.0533 | 1276.0533 | 1276.0533 | 1276.0533 | 1276.0533 | 1276.0533 | 1276.0533 | 1276.0533 | 1276.0533 | 1276.0533 | 1276.0533 | 1276.0533 | 1276.0533 | 1276.0533 | 1276.0533 | 1276.0533 | 1276.0533 | 1276.0533 | 1276.0533 | 1276.0533 | 1276.0533 | 1276.0533 | 1276.0533 | 1276.0533 | 1276.0533
MKCWTSP1BD | 34690 | 34690 | 34690 | 34690 | 34690 | 34690 | 34690 | 34690 | 34690 | 34690 | 34690 | 34690 | 34690 | 34690 | 34690 | 34690 | 34690 | 34690 | 34690 | 34690 | 34690 | 34690 | 34690 | 34690 | 34690 | 34690 | 34690 | 34690 | 34690 | 34690 | 34690 | 34690 | 34690 | 34690 | 34690 | 34690
MKCWTCT2BD | 1271.7937 | 1271.7937 | 1271.7937 | 1271.7937 | 1271.7937 | 1271.7937 | 1271.7937 | 1271.7937 | 1271.7937 | 1271.7937 | 1271.7937 | 1271.7937 | 1271.7937 | 1271.7937 | 1271.7937 | 1271.7937 | 1271.7937 | 1271.7937 | 1271.7937 | 1271.7937 | 1271.7937 | 1271.7937 | 1271.7937 | 1271.7937 | 1271.7937 | 1271.7937 | 1271.7937 | 1271.7937 | 1271.7937 | 1271.7937 | 1271.7937 | 1271.7937 | 1271.7937 | 1271.7937 | 1271.7937 | 1271.7937
MKCWTRS2BD | 2547.8471 | 2547.8471 | 2547.8471 | 2547.8471 | 2547.8471 | 2547.8471 | 2547.8471 | 2547.8471 | 2547.8471 | 2547.8471 | 2547.8471 | 2547.8471 | 2547.8471 | 2547.8471 | 2547.8471 | 2547.8471 | 2547.8471 | 2547.8471 | 2547.8471 | 2547.8471 | 2547.8471 | 2547.8471 | 2547.8471 | 2547.8471 | 2547.8471 | 2547.8471 | 2547.8471 | 2547.8471 | 2547.8471 | 2547.8471 | 2547.8471 | 2547.8471 | 2547.8471 | 2547.8471 | 2547.8471 | 2547.8471
MKCWTSP2BD | 69379 | 69379 | 69379 | 69379 | 69379 | 69379 | 69379 | 69379 | 69379 | 69379 | 69379 | 69379 | 69379 | 69379 | 69379 | 69379 | 69379 | 69379 | 69379 | 69379 | 69379 | 69379 | 69379 | 69379 | 69379 | 69379 | 69379 | 69379 | 69379 | 69379 | 69379 | 69379 | 69379 | 69379 | 69379 | 69379
MKCWTCT3DD | 1983.6217 | 1983.6217 | 1983.6217 | 1983.6217 | 1983.6217 | 1983.6217 | 1983.6217 | 1983.6217 | 1983.6217 | 1983.6217 | 1983.6217 | 1983.6217 | 1983.6217 | 1983.6217 | 1983.6217 | 1983.6217 | 1983.6217 | 1983.6217 | 1983.6217 | 1983.6217 | 1983.6217 | 1983.6217 | 1983.6217 | 1983.6217 | 1983.6217 | 1983.6217 | 1983.6217 | 1983.6217 | 1983.6217 | 1983.6217 | 1983.6217 | 1983.6217 | 1983.6217 | 1983.6217 | 1983.6217 | 1983.6217
MKCWTRS3DD | 4531.4688 | 4531.4688 | 4531.4688 | 4531.4688 | 4531.4688 | 4531.4688 | 4531.4688 | 4531.4688 | 4531.4688 | 4531.4688 | 4531.4688 | 4531.4688 | 4531.4688 | 4531.4688 | 4531.4688 | 4531.4688 | 4531.4688 | 4531.4688 | 4531.4688 | 4531.4688 | 4531.4688 | 4531.4688 | 4531.4688 | 4531.4688 | 4531.4688 | 4531.4688 | 4531.4688 | 4531.4688 | 4531.4688 | 4531.4688 | 4531.4688 | 4531.4688 | 4531.4688 | 4531.4688 | 4531.4688 | 4531.4688
ALCWTSP3DD | 0 | 0 | 0 | 0 | 0 | 0 | 0 | 0 | 0 | 0 | 0 | 0 | 0 | 0 | 0 | 0 | 0 | 0 | 0 | 0 | 0 | 0 | 0 | 0 | 0 | 0 | 0 | 0 | 0 | 0 | 0 | 0 | 0 | 0 | 0 | 0
XKCWTRS1WD | 3778.3891 | 3778.3891 | 3778.3891 | 3778.3891 | 3778.3891 | 3778.3891 | 3778.3891 | 3778.3891 | 3778.3891 | 3778.3891 | 3778.3891 | 3778.3891 | 3778.3891 | 3778.3891 | 3778.3891 | 3778.3891 | 3778.3891 | 3778.3891 | 3778.3891 | 3778.3891 | 3778.3891 | 3778.3891 | 3778.3891 | 3778.3891 | 3778.3891 | 3778.3891 | 3778.3891 | 3778.3891 | 3778.3891 | 3778.3891 | 3778.3891 | 3778.3891 | 3778.3891 | 3778.3891 | 3778.3891 | 3778.3891
ALCWTCT1DD | 3251.4852 | 3251.4852 | 3251.4852 | 3251.4852 | 3251.4852 | 3251.4852 | 3251.4852 | 3251.4852 | 3251.4852 | 3251.4852 | 3251.4852 | 3251.4852 | 3251.4852 | 3251.4852 | 3251.4852 | 3251.4852 | 3251.4852 | 3251.4852 | 3251.4852 | 3251.4852 | 3251.4852 | 3251.4852 | 3251.4852 | 3251.4852 | 3251.4852 | 3251.4852 | 3251.4852 | 3251.4852 | 3251.4852 | 3251.4852 | 3251.4852 | 3251.4852 | 3251.4852 | 3251.4852 | 3251.4852 | 3251.4852
ALCWTRS1DD | 11561.3432 | 11561.3432 | 11561.3432 | 11561.3432 | 11561.3432 | 11561.3432 | 11561.3432 | 11561.3432 | 11561.3432 | 11561.3432 | 11561.3432 | 11561.3432 | 11561.3432 | 11561.3432 | 11561.3432 | 11561.3432 | 11561.3432 | 11561.3432 | 11561.3432 | 11561.3432 | 11561.3432 | 11561.3432 | 11561.3432 | 11561.3432 | 11561.3432 | 11561.3432 | 11561.3432 | 11561.3432 | 11561.3432 | 11561.3432 | 11561.3432 | 11561.3432 | 11561.3432 | 11561.3432 | 11561.3432 | 11561.3432
ALCWTSP4DD | 84200 | 84200 | 84200 | 84200 | 84200 | 84200 | 84200 | 84200 | 84200 | 84200 | 84200 | 84200 | 84200 | 84200 | 84200 | 84200 | 84200 | 84200 | 84200 | 84200 | 84200 | 84200 | 84200 | 84200 | 84200 | 84200 | 84200 | 84200 | 84200 | 84200 | 84200 | 84200 | 84200 | 84200 | 84200 | 84200
ALCWTCT2DD | 4022.0495 | 4022.0495 | 4022.0495 | 4022.0495 | 4022.0495 | 4022.0495 | 4022.0495 | 4022.0495 | 4022.0495 | 4022.0495 | 4022.0495 | 4022.0495 | 4022.0495 | 4022.0495 | 4022.0495 | 4022.0495 | 4022.0495 | 4022.0495 | 4022.0495 | 4022.0495 | 4022.0495 | 4022.0495 | 4022.0495 | 4022.0495 | 4022.0495 | 4022.0495 | 4022.0495 | 4022.0495 | 4022.0495 | 4022.0495 | 4022.0495 | 4022.0495 | 4022.0495 | 4022.0495 | 4022.0495 | 4022.0495
ALCWTRS2DD | 15583.3927 | 15583.3927 | 15583.3927 | 15583.3927 | 15583.3927 | 15583.3927 | 15583.3927 | 15583.3927 | 15583.3927 | 15583.3927 | 15583.3927 | 15583.3927 | 15583.3927 | 15583.3927 | 15583.3927 | 15583.3927 | 15583.3927 | 15583.3927 | 15583.3927 | 15583.3927 | 15583.3927 | 15583.3927 | 15583.3927 | 15583.3927 | 15583.3927 | 15583.3927 | 15583.3927 | 15583.3927 | 15583.3927 | 15583.3927 | 15583.3927 | 15583.3927 | 15583.3927 | 15583.3927 | 15583.3927 | 15583.3927
ALCWTSP5DD | 107222 | 107222 | 107222 | 107222 | 107222 | 107222 | 107222 | 107222 | 107222 | 107222 | 107222 | 107222 | 107222 | 107222 | 107222 | 107222 | 107222 | 107222 | 107222 | 107222 | 107222 | 107222 | 107222 | 107222 | 107222 | 107222 | 107222 | 107222 | 107222 | 107222 | 107222 | 107222 | 107222 | 107222 | 107222 | 107222
ALCWTCT3DD | 1049.4609 | 1049.4609 | 1049.4609 | 1049.4609 | 1049.4609 | 1049.4609 | 1049.4609 | 1049.4609 | 1049.4609 | 1049.4609 | 1049.4609 | 1049.4609 | 1049.4609 | 1049.4609 | 1049.4609 | 1049.4609 | 1049.4609 | 1049.4609 | 1049.4609 | 1049.4609 | 1049.4609 | 1049.4609 | 1049.4609 | 1049.4609 | 1049.4609 | 1049.4609 | 1049.4609 | 1049.4609 | 1049.4609 | 1049.4609 | 1049.4609 | 1049.4609 | 1049.4609 | 1049.4609 | 1049.4609 | 1049.4609
ALCWTRS3DD | 16632.8536 | 16632.8536 | 16632.8536 | 16632.8536 | 16632.8536 | 16632.8536 | 16632.8536 | 16632.8536 | 16632.8536 | 16632.8536 | 16632.8536 | 16632.8536 | 16632.8536 | 16632.8536 | 16632.8536 | 16632.8536 | 16632.8536 | 16632.8536 | 16632.8536 | 16632.8536 | 16632.8536 | 16632.8536 | 16632.8536 | 16632.8536 | 16632.8536 | 16632.8536 | 16632.8536 | 16632.8536 | 16632.8536 | 16632.8536 | 16632.8536 | 16632.8536 | 16632.8536 | 16632.8536 | 16632.8536 | 16632.8536
ALCWTSP6DD | 211000 | 211000 | 211000 | 211000 | 211000 | 211000 | 211000 | 211000 | 211000 | 211000 | 211000 | 211000 | 211000 | 211000 | 211000 | 211000 | 211000 | 211000 | 211000 | 211000 | 211000 | 211000 | 211000 | 211000 | 211000 | 211000 | 211000 | 211000 | 211000 | 211000 | 211000 | 211000 | 211000 | 211000 | 211000 | 211000
ALCWTCT4DD | 800 | 800 | 800 | 800 | 800 | 800 | 800 | 800 | 800 | 800 | 800 | 800 | 800 | 800 | 800 | 800 | 800 | 800 | 800 | 800 | 800 | 800 | 800 | 800 | 800 | 800 | 800 | 800 | 800 | 800 | 800 | 800 | 800 | 800 | 800 | 800
ALCWTRS4DD | 15043.6672 | 15043.6672 | 15043.6672 | 15043.6672 | 15043.6672 | 15043.6672 | 15043.6672 | 15043.6672 | 15043.6672 | 15043.6672 | 15043.6672 | 15043.6672 | 15043.6672 | 15043.6672 | 15043.6672 | 15043.6672 | 15043.6672 | 15043.6672 | 15043.6672 | 15043.6672 | 15043.6672 | 15043.6672 | 15043.6672 | 15043.6672 | 15043.6672 | 15043.6672 | 15043.6672 | 15043.6672 | 15043.6672 | 15043.6672 | 15043.6672 | 15043.6672 | 15043.6672 | 15043.6672 | 15043.6672 | 15043.6672
CC - 2025 | 2020: 20201030
MKCWTLK0BD | 1041 | 1041 | 1041 | 1041 | 1041 | 1041 | 1041 | 1041 | 1041 | 1041 | 1041 | 1041 | 1041 | 1041 | 1041 | 1041 | 1041 | 1041 | 1041 | 1041 | 1041 | 1041 | 1041 | 1041 | 1041 | 1041 | 1041 | 1041 | 1041 | 1041 | 1041 | 1041 | 1041 | 1041 | 1041 | 1041
MKCWTCT1BD | 161 | 161 | 161 | 161 | 161 | 161 | 161 | 161 | 161 | 161 | 161 | 161 | 161 | 161 | 161 | 161 | 161 | 161 | 161 | 161 | 161 | 161 | 161 | 161 | 161 | 161 | 161 | 161 | 161 | 161 | 161 | 161 | 161 | 161 | 161 | 161
MKCWTRS1BD | 1202 | 1202 | 1202 | 1202 | 1202 | 1202 | 1202 | 1202 | 1202 | 1202 | 1202 | 1202 | 1202 | 1202 | 1202 | 1202 | 1202 | 1202 | 1202 | 1202 | 1202 | 1202 | 1202 | 1202 | 1202 | 1202 | 1202 | 1202 | 1202 | 1202 | 1202 | 1202 | 1202 | 1202 | 1202 | 1202
MKCWTSP1BD | 34690 | 34690 | 34690 | 34690 | 34690 | 34690 | 34690 | 34690 | 34690 | 34690 | 34690 | 34690 | 34690 | 34690 | 34690 | 34690 | 34690 | 34690 | 34690 | 34690 | 34690 | 34690 | 34690 | 34690 | 34690 | 34690 | 34690 | 34690 | 34690 | 34690 | 34690 | 34690 | 34690 | 34690 | 34690 | 34690
MKCWTCT2BD | 1254 | 1254 | 1254 | 1254 | 1254 | 1254 | 1254 | 1254 | 1254 | 1254 | 1254 | 1254 | 1254 | 1254 | 1254 | 1254 | 1254 | 1254 | 1254 | 1254 | 1254 | 1254 | 1254 | 1254 | 1254 | 1254 | 1254 | 1254 | 1254 | 1254 | 1254 | 1254 | 1254 | 1254 | 1254 | 1254
MKCWTRS2BD | 2456 | 2456 | 2456 | 2456 | 2456 | 2456 | 2456 | 2456 | 2456 | 2456 | 2456 | 2456 | 2456 | 2456 | 2456 | 2456 | 2456 | 2456 | 2456 | 2456 | 2456 | 2456 | 2456 | 2456 | 2456 | 2456 | 2456 | 2456 | 2456 | 2456 | 2456 | 2456 | 2456 | 2456 | 2456 | 2456
MKCWTSP2BD | 10145.3414 | 10145.3414 | 10145.3414 | 10145.3414 | 10145.3414 | 10145.3414 | 10145.3414 | 10145.3414 | 10145.3414 | 10145.3414 | 10145.3414 | 10145.3414 | 10145.3414 | 10145.3414 | 10145.3414 | 10145.3414 | 10145.3414 | 10145.3414 | 10145.3414 | 10145.3414 | 10145.3414 | 10145.3414 | 10145.3414 | 10145.3414 | 10145.3414 | 10145.3414 | 10145.3414 | 10145.3414 | 10145.3414 | 10145.3414 | 10145.3414 | 10145.3414 | 10145.3414 | 10145.3414 | 10145.3414 | 10145.3414
MKCWTCT3DD | 1935 | 1935 | 1935 | 1935 | 1935 | 1935 | 1935 | 1935 | 1935 | 1935 | 1935 | 1935 | 1935 | 1935 | 1935 | 1935 | 1935 | 1935 | 1935 | 1935 | 1935 | 1935 | 1935 | 1935 | 1935 | 1935 | 1935 | 1935 | 1935 | 1935 | 1935 | 1935 | 1935 | 1935 | 1935 | 1935
MKCWTRS3DD | 4391 | 4391 | 4391 | 4391 | 4391 | 4391 | 4391 | 4391 | 4391 | 4391 | 4391 | 4391 | 4391 | 4391 | 4391 | 4391 | 4391 | 4391 | 4391 | 4391 | 4391 | 4391 | 4391 | 4391 | 4391 | 4391 | 4391 | 4391 | 4391 | 4391 | 4391 | 4391 | 4391 | 4391 | 4391 | 4391
ALCWTSP3DD | 4716.7761 | 4716.7761 | 4716.7761 | 4716.7761 | 4716.7761 | 4716.7761 | 4716.7761 | 4716.7761 | 4716.7761 | 4716.7761 | 4716.7761 | 4716.7761 | 4716.7761 | 4716.7761 | 4716.7761 | 4716.7761 | 4716.7761 | 4716.7761 | 4716.7761 | 4716.7761 | 4716.7761 | 4716.7761 | 4716.7761 | 4716.7761 | 4716.7761 | 4716.7761 | 4716.7761 | 4716.7761 | 4716.7761 | 4716.7761 | 4716.7761 | 4716.7761 | 4716.7761 | 4716.7761 | 4716.7761 | 4716.7761
XKCWTRS1WD | 3152 | 3152 | 3152 | 3152 | 3152 | 3152 | 3152 | 3152 | 3152 | 3152 | 3152 | 3152 | 3152 | 3152 | 3152 | 3152 | 3152 | 3152 | 3152 | 3152 | 3152 | 3152 | 3152 | 3152 | 3152 | 3152 | 3152 | 3152 | 3152 | 3152 | 3152 | 3152 | 3152 | 3152 | 3152 | 3152
ALCWTCT1DD | 1942 | 1942 | 1942 | 1942 | 1942 | 1942 | 1942 | 1942 | 1942 | 1942 | 1942 | 1942 | 1942 | 1942 | 1942 | 1942 | 1942 | 1942 | 1942 | 1942 | 1942 | 1942 | 1942 | 1942 | 1942 | 1942 | 1942 | 1942 | 1942 | 1942 | 1942 | 1942 | 1942 | 1942 | 1942 | 1942
ALCWTRS1DD | 9485 | 9485 | 9485 | 9485 | 9485 | 9485 | 9485 | 9485 | 9485 | 9485 | 9485 | 9485 | 9485 | 9485 | 9485 | 9485 | 9485 | 9485 | 9485 | 9485 | 9485 | 9485 | 9485 | 9485 | 9485 | 9485 | 9485 | 9485 | 9485 | 9485 | 9485 | 9485 | 9485 | 9485 | 9485 | 9485
ALCWTSP4DD | 84200 | 84200 | 84200 | 84200 | 84200 | 84200 | 84200 | 84200 | 84200 | 84200 | 84200 | 84200 | 84200 | 84200 | 84200 | 84200 | 84200 | 84200 | 84200 | 84200 | 84200 | 84200 | 84200 | 84200 | 84200 | 84200 | 84200 | 84200 | 84200 | 84200 | 84200 | 84200 | 84200 | 84200 | 84200 | 84200
ALCWTCT2DD | 3826 | 3826 | 3826 | 3826 | 3826 | 3826 | 3826 | 3826 | 3826 | 3826 | 3826 | 3826 | 3826 | 3826 | 3826 | 3826 | 3826 | 3826 | 3826 | 3826 | 3826 | 3826 | 3826 | 3826 | 3826 | 3826 | 3826 | 3826 | 3826 | 3826 | 3826 | 3826 | 3826 | 3826 | 3826 | 3826
ALCWTRS2DD | 13311 | 13311 | 13311 | 13311 | 13311 | 13311 | 13311 | 13311 | 13311 | 13311 | 13311 | 13311 | 13311 | 13311 | 13311 | 13311 | 13311 | 13311 | 13311 | 13311 | 13311 | 13311 | 13311 | 13311 | 13311 | 13311 | 13311 | 13311 | 13311 | 13311 | 13311 | 13311 | 13311 | 13311 | 13311 | 13311
ALCWTSP5DD | 107222 | 107222 | 107222 | 107222 | 107222 | 107222 | 107222 | 107222 | 107222 | 107222 | 107222 | 107222 | 107222 | 107222 | 107222 | 107222 | 107222 | 107222 | 107222 | 107222 | 107222 | 107222 | 107222 | 107222 | 107222 | 107222 | 107222 | 107222 | 107222 | 107222 | 107222 | 107222 | 107222 | 107222 | 107222 | 107222
ALCWTCT3DD | 830 | 830 | 830 | 830 | 830 | 830 | 830 | 830 | 830 | 830 | 830 | 830 | 830 | 830 | 830 | 830 | 830 | 830 | 830 | 830 | 830 | 830 | 830 | 830 | 830 | 830 | 830 | 830 | 830 | 830 | 830 | 830 | 830 | 830 | 830 | 830
ALCWTRS3DD | 14141 | 14141 | 14141 | 14141 | 14141 | 14141 | 14141 | 14141 | 14141 | 14141 | 14141 | 14141 | 14141 | 14141 | 14141 | 14141 | 14141 | 14141 | 14141 | 14141 | 14141 | 14141 | 14141 | 14141 | 14141 | 14141 | 14141 | 14141 | 14141 | 14141 | 14141 | 14141 | 14141 | 14141 | 14141 | 14141
ALCWTSP6DD | 211000 | 211000 | 211000 | 211000 | 211000 | 211000 | 211000 | 211000 | 211000 | 211000 | 211000 | 211000 | 211000 | 211000 | 211000 | 211000 | 211000 | 211000 | 211000 | 211000 | 211000 | 211000 | 211000 | 211000 | 211000 | 211000 | 211000 | 211000 | 211000 | 211000 | 211000 | 211000 | 211000 | 211000 | 211000 | 211000
ALCWTCT4DD | 604.0484 | 604.0484 | 604.0484 | 604.0484 | 604.0484 | 604.0484 | 604.0484 | 604.0484 | 604.0484 | 604.0484 | 604.0484 | 604.0484 | 604.0484 | 604.0484 | 604.0484 | 604.0484 | 604.0484 | 604.0484 | 604.0484 | 604.0484 | 604.0484 | 604.0484 | 604.0484 | 604.0484 | 604.0484 | 604.0484 | 604.0484 | 604.0484 | 604.0484 | 604.0484 | 604.0484 | 604.0484 | 604.0484 | 604.0484 | 604.0484 | 604.0484
ALCWTRS4DD | 11941.1932 | 11941.1932 | 11941.1932 | 11941.1932 | 11941.1932 | 11941.1932 | 11941.1932 | 11941.1932 | 11941.1932 | 11941.1932 | 11941.1932 | 11941.1932 | 11941.1932 | 11941.1932 | 11941.1932 | 11941.1932 | 11941.1932 | 11941.1932 | 11941.1932 | 11941.1932 | 11941.1932 | 11941.1932 | 11941.1932 | 11941.1932 | 11941.1932 | 11941.1932 | 11941.1932 | 11941.1932 | 11941.1932 | 11941.1932 | 11941.1932 | 11941.1932 | 11941.1932 | 11941.1932 | 11941.1932 | 11941.1932
CC - 2050 | 2020: 20201030
MKCWTLK0BD | 1018 | 1018 | 1018 | 1018 | 1018 | 1018 | 1018 | 1018 | 1018 | 1018 | 1018 | 1018 | 1018 | 1018 | 1018 | 1018 | 1018 | 1018 | 1018 | 1018 | 1018 | 1018 | 1018 | 1018 | 1018 | 1018 | 1018 | 1018 | 1018 | 1018 | 1018 | 1018 | 1018 | 1018 | 1018 | 1018
MKCWTCT1BD | 156 | 156 | 156 | 156 | 156 | 156 | 156 | 156 | 156 | 156 | 156 | 156 | 156 | 156 | 156 | 156 | 156 | 156 | 156 | 156 | 156 | 156 | 156 | 156 | 156 | 156 | 156 | 156 | 156 | 156 | 156 | 156 | 156 | 156 | 156 | 156
MKCWTRS1BD | 1174 | 1174 | 1174 | 1174 | 1174 | 1174 | 1174 | 1174 | 1174 | 1174 | 1174 | 1174 | 1174 | 1174 | 1174 | 1174 | 1174 | 1174 | 1174 | 1174 | 1174 | 1174 | 1174 | 1174 | 1174 | 1174 | 1174 | 1174 | 1174 | 1174 | 1174 | 1174 | 1174 | 1174 | 1174 | 1174
MKCWTSP1BD | 5211.9418 | 5211.9418 | 5211.9418 | 5211.9418 | 5211.9418 | 5211.9418 | 5211.9418 | 5211.9418 | 5211.9418 | 5211.9418 | 5211.9418 | 5211.9418 | 5211.9418 | 5211.9418 | 5211.9418 | 5211.9418 | 5211.9418 | 5211.9418 | 5211.9418 | 5211.9418 | 5211.9418 | 5211.9418 | 5211.9418 | 5211.9418 | 5211.9418 | 5211.9418 | 5211.9418 | 5211.9418 | 5211.9418 | 5211.9418 | 5211.9418 | 5211.9418 | 5211.9418 | 5211.9418 | 5211.9418 | 5211.9418
MKCWTCT2BD | 1226 | 1226 | 1226 | 1226 | 1226 | 1226 | 1226 | 1226 | 1226 | 1226 | 1226 | 1226 | 1226 | 1226 | 1226 | 1226 | 1226 | 1226 | 1226 | 1226 | 1226 | 1226 | 1226 | 1226 | 1226 | 1226 | 1226 | 1226 | 1226 | 1226 | 1226 | 1226 | 1226 | 1226 | 1226 | 1226
MKCWTRS2BD | 2400 | 2400 | 2400 | 2400 | 2400 | 2400 | 2400 | 2400 | 2400 | 2400 | 2400 | 2400 | 2400 | 2400 | 2400 | 2400 | 2400 | 2400 | 2400 | 2400 | 2400 | 2400 | 2400 | 2400 | 2400 | 2400 | 2400 | 2400 | 2400 | 2400 | 2400 | 2400 | 2400 | 2400 | 2400 | 2400
MKCWTSP2BD | 1983.6217 | 1983.6217 | 1983.6217 | 1983.6217 | 1983.6217 | 1983.6217 | 1983.6217 | 1983.6217 | 1983.6217 | 1983.6217 | 1983.6217 | 1983.6217 | 1983.6217 | 1983.6217 | 1983.6217 | 1983.6217 | 1983.6217 | 1983.6217 | 1983.6217 | 1983.6217 | 1983.6217 | 1983.6217 | 1983.6217 | 1983.6217 | 1983.6217 | 1983.6217 | 1983.6217 | 1983.6217 | 1983.6217 | 1983.6217 | 1983.6217 | 1983.6217 | 1983.6217 | 1983.6217 | 1983.6217 | 1983.6217
MKCWTCT3DD | 1892 | 1892 | 1892 | 1892 | 1892 | 1892 | 1892 | 1892 | 1892 | 1892 | 1892 | 1892 | 1892 | 1892 | 1892 | 1892 | 1892 | 1892 | 1892 | 1892 | 1892 | 1892 | 1892 | 1892 | 1892 | 1892 | 1892 | 1892 | 1892 | 1892 | 1892 | 1892 | 1892 | 1892 | 1892 | 1892
MKCWTRS3DD | 4292 | 4292 | 4292 | 4292 | 4292 | 4292 | 4292 | 4292 | 4292 | 4292 | 4292 | 4292 | 4292 | 4292 | 4292 | 4292 | 4292 | 4292 | 4292 | 4292 | 4292 | 4292 | 4292 | 4292 | 4292 | 4292 | 4292 | 4292 | 4292 | 4292 | 4292 | 4292 | 4292 | 4292 | 4292 | 4292
ALCWTSP3DD | 3778.3891 | 3778.3891 | 3778.3891 | 3778.3891 | 3778.3891 | 3778.3891 | 3778.3891 | 3778.3891 | 3778.3891 | 3778.3891 | 3778.3891 | 3778.3891 | 3778.3891 | 3778.3891 | 3778.3891 | 3778.3891 | 3778.3891 | 3778.3891 | 3778.3891 | 3778.3891 | 3778.3891 | 3778.3891 | 3778.3891 | 3778.3891 | 3778.3891 | 3778.3891 | 3778.3891 | 3778.3891 | 3778.3891 | 3778.3891 | 3778.3891 | 3778.3891 | 3778.3891 | 3778.3891 | 3778.3891 | 3778.3891
XKCWTRS1WD | 3082 | 3082 | 3082 | 3082 | 3082 | 3082 | 3082 | 3082 | 3082 | 3082 | 3082 | 3082 | 3082 | 3082 | 3082 | 3082 | 3082 | 3082 | 3082 | 3082 | 3082 | 3082 | 3082 | 3082 | 3082 | 3082 | 3082 | 3082 | 3082 | 3082 | 3082 | 3082 | 3082 | 3082 | 3082 | 3082
ALCWTCT1DD | 1899 | 1899 | 1899 | 1899 | 1899 | 1899 | 1899 | 1899 | 1899 | 1899 | 1899 | 1899 | 1899 | 1899 | 1899 | 1899 | 1899 | 1899 | 1899 | 1899 | 1899 | 1899 | 1899 | 1899 | 1899 | 1899 | 1899 | 1899 | 1899 | 1899 | 1899 | 1899 | 1899 | 1899 | 1899 | 1899
ALCWTRS1DD | 9273 | 9273 | 9273 | 9273 | 9273 | 9273 | 9273 | 9273 | 9273 | 9273 | 9273 | 9273 | 9273 | 9273 | 9273 | 9273 | 9273 | 9273 | 9273 | 9273 | 9273 | 9273 | 9273 | 9273 | 9273 | 9273 | 9273 | 9273 | 9273 | 9273 | 9273 | 9273 | 9273 | 9273 | 9273 | 9273
ALCWTSP4DD | 22969.3392 | 22969.3392 | 22969.3392 | 22969.3392 | 22969.3392 | 22969.3392 | 22969.3392 | 22969.3392 | 22969.3392 | 22969.3392 | 22969.3392 | 22969.3392 | 22969.3392 | 22969.3392 | 22969.3392 | 22969.3392 | 22969.3392 | 22969.3392 | 22969.3392 | 22969.3392 | 22969.3392 | 22969.3392 | 22969.3392 | 22969.3392 | 22969.3392 | 22969.3392 | 22969.3392 | 22969.3392 | 22969.3392 | 22969.3392 | 22969.3392 | 22969.3392 | 22969.3392 | 22969.3392 | 22969.3392 | 22969.3392
ALCWTCT2DD | 3711 | 3711 | 3711 | 3711 | 3711 | 3711 | 3711 | 3711 | 3711 | 3711 | 3711 | 3711 | 3711 | 3711 | 3711 | 3711 | 3711 | 3711 | 3711 | 3711 | 3711 | 3711 | 3711 | 3711 | 3711 | 3711 | 3711 | 3711 | 3711 | 3711 | 3711 | 3711 | 3711 | 3711 | 3711 | 3711
ALCWTRS2DD | 12984 | 12984 | 12984 | 12984 | 12984 | 12984 | 12984 | 12984 | 12984 | 12984 | 12984 | 12984 | 12984 | 12984 | 12984 | 12984 | 12984 | 12984 | 12984 | 12984 | 12984 | 12984 | 12984 | 12984 | 12984 | 12984 | 12984 | 12984 | 12984 | 12984 | 12984 | 12984 | 12984 | 12984 | 12984 | 12984
ALCWTSP5DD | 24806.3193 | 24806.3193 | 24806.3193 | 24806.3193 | 24806.3193 | 24806.3193 | 24806.3193 | 24806.3193 | 24806.3193 | 24806.3193 | 24806.3193 | 24806.3193 | 24806.3193 | 24806.3193 | 24806.3193 | 24806.3193 | 24806.3193 | 24806.3193 | 24806.3193 | 24806.3193 | 24806.3193 | 24806.3193 | 24806.3193 | 24806.3193 | 24806.3193 | 24806.3193 | 24806.3193 | 24806.3193 | 24806.3193 | 24806.3193 | 24806.3193 | 24806.3193 | 24806.3193 | 24806.3193 | 24806.3193 | 24806.3193
ALCWTCT3DD | 793 | 793 | 793 | 793 | 793 | 793 | 793 | 793 | 793 | 793 | 793 | 793 | 793 | 793 | 793 | 793 | 793 | 793 | 793 | 793 | 793 | 793 | 793 | 793 | 793 | 793 | 793 | 793 | 793 | 793 | 793 | 793 | 793 | 793 | 793 | 793
ALCWTRS3DD | 13777 | 13777 | 13777 | 13777 | 13777 | 13777 | 13777 | 13777 | 13777 | 13777 | 13777 | 13777 | 13777 | 13777 | 13777 | 13777 | 13777 | 13777 | 13777 | 13777 | 13777 | 13777 | 13777 | 13777 | 13777 | 13777 | 13777 | 13777 | 13777 | 13777 | 13777 | 13777 | 13777 | 13777 | 13777 | 13777
ALCWTSP6DD | 26155.1259 | 26155.1259 | 26155.1259 | 26155.1259 | 26155.1259 | 26155.1259 | 26155.1259 | 26155.1259 | 26155.1259 | 26155.1259 | 26155.1259 | 26155.1259 | 26155.1259 | 26155.1259 | 26155.1259 | 26155.1259 | 26155.1259 | 26155.1259 | 26155.1259 | 26155.1259 | 26155.1259 | 26155.1259 | 26155.1259 | 26155.1259 | 26155.1259 | 26155.1259 | 26155.1259 | 26155.1259 | 26155.1259 | 26155.1259 | 26155.1259 | 26155.1259 | 26155.1259 | 26155.1259 | 26155.1259 | 26155.1259
ALCWTCT4DD | 604.0484 | 604.0484 | 604.0484 | 604.0484 | 604.0484 | 604.0484 | 604.0484 | 604.0484 | 604.0484 | 604.0484 | 604.0484 | 604.0484 | 604.0484 | 604.0484 | 604.0484 | 604.0484 | 604.0484 | 604.0484 | 604.0484 | 604.0484 | 604.0484 | 604.0484 | 604.0484 | 604.0484 | 604.0484 | 604.0484 | 604.0484 | 604.0484 | 604.0484 | 604.0484 | 604.0484 | 604.0484 | 604.0484 | 604.0484 | 604.0484 | 604.0484
ALCWTRS4DD | 11941.1932 | 11941.1932 | 11941.1932 | 11941.1932 | 11941.1932 | 11941.1932 | 11941.1932 | 11941.1932 | 11941.1932 | 11941.1932 | 11941.1932 | 11941.1932 | 11941.1932 | 11941.1932 | 11941.1932 | 11941.1932 | 11941.1932 | 11941.1932 | 11941.1932 | 11941.1932 | 11941.1932 | 11941.1932 | 11941.1932 | 11941.1932 | 11941.1932 | 11941.1932 | 11941.1932 | 11941.1932 | 11941.1932 | 11941.1932 | 11941.1932 | 11941.1932 | 11941.1932 | 11941.1932 | 11941.1932 | 11941.1932
Note on O44: Youssef Almulla: New Gas (NGCC, 230MW)

## Min Mac Cap
Total Annual Min Capacity
Technology
| 2020 | 2021 | 2022 | 2023 | 2024 | 2025 | 2026 | 2027 | 2028 | 2029 | 2030 | 2031 | 2032 | 2033 | 2034 | 2035 | 2036 | 2037 | 2038 | 2039 | 2040 | 2041 | 2042 | 2043 | 2044 | 2045 | 2046 | 2047 | 2048 | 2049 | 2050 | 2051 | 2052 | 2053 | 2054 | 2055:=
ALPHYDMNI1 | 0 | 0 | 0 | 0 | 0 | 0.21 | 0.21 | 0.21 | 0.21 | 0.21 | 0.21 | 0.21 | 0.21 | 0.21 | 0.21 | 0.21 | 0.21 | 0.21 | 0.21 | 0.21 | 0.21 | 0.21 | 0.21 | 0.21 | 0.21 | 0.21 | 0.21 | 0.21 | 0.21 | 0.21 | 0.21 | 0.21 | 0.21 | 0.21 | 0.21 | 0.21
ALPHYDMNO0 | 0 | 0.312 | 0.312 | 0.3955 | 0.3955 | 0.3955 | 0.3955 | 0.3955 | 0.3955 | 0.3955 | 0.3955 | 0.3955 | 0.3955 | 0.3955 | 0.3955 | 0.3955 | 0.3955 | 0.3955 | 0.3955 | 0.3955 | 0.3955 | 0.3955 | 0.3955 | 0.3955 | 0.3955 | 0.3955 | 0.3955 | 0.3955 | 0.3955 | 0.3955 | 0.3955 | 0.3955 | 0.3955 | 0.3955 | 0.3955 | 0.3955
ALPSOU1NO0 | 0.001 | 0.001 | 0.001 | 0.001 | 0.001 | 0.1455 | 0.1455 | 0.1455 | 0.1455 | 0.1455 | 0.1455 | 0.1455 | 0.1455 | 0.1455 | 0.1455 | 0.1455 | 0.1455 | 0.1455 | 0.1455 | 0.1455 | 0.1455 | 0.1455 | 0.1455 | 0.1455 | 0.1455 | 0.1455 | 0.1455 | 0.1455 | 0.1455 | 0.1455 | 0.1455 | 0.1455 | 0.1455 | 0.1455 | 0.1455 | 0.1455
Kosovo
XKPCOSCNO0 | 0 | 0 | 0 | 0.5 | 0.5 | 0.5 | 0.5 | 0.5 | 0.5 | 0.5 | 0.5 | 0.5 | 0.5 | 0.5 | 0.5 | 0.5 | 0.5 | 0.5 | 0.5 | 0.5 | 0.5 | 0.5 | 0.5 | 0.5 | 0.5 | 0.5 | 0.5 | 0.5 | 0.5 | 0.5 | 0.5 | 0.5 | 0.5 | 0.5 | 0.5 | 0.5
Total Annual MAXCapacity
Technology | 2024: RE in and out; 2025: 0.3; 2030: 0.4; 2036: 0.4
| 2020 | 2021 | 2022 | 2023 | 2024 | 2025 | 2026 | 2027 | 2028 | 2029 | 2030 | 2031 | 2032 | 2033 | 2034 | 2035 | 2036 | 2037 | 2038 | 2039 | 2040 | 2041 | 2042 | 2043 | 2044 | 2045 | 2046 | 2047 | 2048 | 2049 | 2050 | 2051 | 2052 | 2053 | 2054 | 2055:=
ALPELBS000 | 99999 | 99999 | 99999 | 99999 | 99999 | 99999 | 99999 | 99999 | 99999 | 99999 | 99999 | 99999 | 99999 | 99999 | 99999 | 99999 | 99999 | 99999 | 99999 | 99999 | 99999 | 99999 | 99999 | 99999 | 99999 | 99999 | 99999 | 99999 | 99999 | 99999 | 99999 | 99999 | 99999 | 99999 | 99999 | 99999
ALRNGDM000 | 99999 | 99999 | 99999 | 99999 | 99999 | 99999 | 99999 | 99999 | 99999 | 99999 | 99999 | 99999 | 99999 | 99999 | 99999 | 99999 | 99999 | 99999 | 99999 | 99999 | 99999 | 99999 | 99999 | 99999 | 99999 | 99999 | 99999 | 99999 | 99999 | 99999 | 99999 | 99999 | 99999 | 99999 | 99999 | 99999
ALRNGIM000 | 99999 | 99999 | 99999 | 99999 | 99999 | 99999 | 99999 | 99999 | 99999 | 99999 | 99999 | 99999 | 99999 | 99999 | 99999 | 99999 | 99999 | 99999 | 99999 | 99999 | 99999 | 99999 | 99999 | 99999 | 99999 | 99999 | 99999 | 99999 | 99999 | 99999 | 99999 | 99999 | 99999 | 99999 | 99999 | 99999
ALPHYDMHI0 | 0.015 | 0.015 | 0.015 | 0.015 | 0.015 | 0.015 | 0.015 | 0.015 | 0.015 | 0.015 | 0.015 | 0.015 | 0.015 | 0.015 | 0.015 | 0.015 | 0.015 | 0.015 | 0.015 | 0.015 | 0.015 | 0.015 | 0.015 | 0.015 | 0.015 | 0.015 | 0.015 | 0.015 | 0.015 | 0.015 | 0.015 | 0.015 | 0.015 | 0.015 | 0.015 | 0.015
ALPHYDMNI1 | 0 | 0 | 0 | 0 | 0 | 0.21 | 0.21 | 0.21 | 0.21 | 0.21 | 0.21 | 0.21 | 0.21 | 0.21 | 0.21 | 0.21 | 0.21 | 0.21 | 0.21 | 0.21 | 0.21 | 0.21 | 0.21 | 0.21 | 0.21 | 0.21 | 0.21 | 0.21 | 0.21 | 0.21 | 0.21 | 0.21 | 0.21 | 0.21 | 0.21 | 0.21
ALPHYDMHI2 | 0.5 | 0.5 | 0.5 | 0.5 | 0.5 | 0.5 | 0.5 | 0.5 | 0.5 | 0.5 | 0.5 | 0.5 | 0.5 | 0.5 | 0.5 | 0.5 | 0.5 | 0.5 | 0.5 | 0.5 | 0.5 | 0.5 | 0.5 | 0.5 | 0.5 | 0.5 | 0.5 | 0.5 | 0.5 | 0.5 | 0.5 | 0.5 | 0.5 | 0.5 | 0.5 | 0.5
ALPHYDMHI3 | 0.6 | 0.6 | 0.6 | 0.6 | 0.6 | 0.6 | 0.6 | 0.6 | 0.6 | 0.6 | 0.6 | 0.6 | 0.6 | 0.6 | 0.6 | 0.6 | 0.6 | 0.6 | 0.6 | 0.6 | 0.6 | 0.6 | 0.6 | 0.6 | 0.6 | 0.6 | 0.6 | 0.6 | 0.6 | 0.6 | 0.6 | 0.6 | 0.6 | 0.6 | 0.6 | 0.6
ALPHYDMHI4 | 0.25 | 0.25 | 0.25 | 0.25 | 0.25 | 0.25 | 0.25 | 0.25 | 0.25 | 0.25 | 0.25 | 0.25 | 0.25 | 0.25 | 0.25 | 0.25 | 0.25 | 0.25 | 0.25 | 0.25 | 0.25 | 0.25 | 0.25 | 0.25 | 0.25 | 0.25 | 0.25 | 0.25 | 0.25 | 0.25 | 0.25 | 0.25 | 0.25 | 0.25 | 0.25 | 0.25
ALPHYDMHO0 | 0.1232 | 0.1232 | 0.1232 | 0.1232 | 0.1232 | 0.1232 | 0.1232 | 0.1232 | 0.1232 | 0.1232 | 0.1232 | 0.1232 | 0.1232 | 0.1232 | 0.1232 | 0.1232 | 0.1232 | 0.1232 | 0.1232 | 0.1232 | 0.1232 | 0.1232 | 0.1232 | 0.1232 | 0.1232 | 0.1232 | 0.1232 | 0.1232 | 0.1232 | 0.1232 | 0.1232 | 0.1232 | 0.1232 | 0.1232 | 0.1232 | 0.1232
ALPHYDMNO0 | 0 | 0.312 | 0.312 | 0.3955 | 0.3955 | 0.3955 | 0.3955 | 0.3955 | 0.3955 | 0.3955 | 0.3955 | 0.3955 | 0.3955 | 0.3955 | 0.3955 | 0.3955 | 0.3955 | 0.3955 | 0.3955 | 0.3955 | 0.3955 | 0.3955 | 0.3955 | 0.3955 | 0.3955 | 0.3955 | 0.3955 | 0.3955 | 0.3955 | 0.3955 | 0.3955 | 0.3955 | 0.3955 | 0.3955 | 0.3955 | 0.3955
ALPHYRRHI0 | 0.09192 | 0.09192 | 0.09192 | 0.09192 | 0.09192 | 0.09192 | 0.09192 | 0.09192 | 0.09192 | 0.09192 | 0.09192 | 0.09192 | 0.09192 | 0.09192 | 0.09192 | 0.09192 | 0.09192 | 0.09192 | 0.09192 | 0.09192 | 0.09192 | 0.09192 | 0.09192 | 0.09192 | 0.09192 | 0.09192 | 0.09192 | 0.09192 | 0.09192 | 0.09192 | 0.09192 | 0.09192 | 0.09192 | 0.09192 | 0.09192 | 0.09192
ALPHYRRHO0 | 0.2397 | 0.2397 | 0.2397 | 0.2397 | 0.2397 | 0.2397 | 0.2397 | 0.2397 | 0.2397 | 0.2397 | 0.2397 | 0.2397 | 0.2397 | 0.2397 | 0.2397 | 0.2397 | 0.2397 | 0.2397 | 0.2397 | 0.2397 | 0.2397 | 0.2397 | 0.2397 | 0.2397 | 0.2397 | 0.2397 | 0.2397 | 0.2397 | 0.2397 | 0.2397 | 0.2397 | 0.2397 | 0.2397 | 0.2397 | 0.2397 | 0.2397
ALPHYSHHI0 | 0.0127 | 0.0127 | 0.0127 | 0.0127 | 0.0127 | 0.0127 | 0.0127 | 0.0127 | 0.0127 | 0.0127 | 0.0127 | 0.0127 | 0.0127 | 0.0127 | 0.0127 | 0.0127 | 0.0127 | 0.0127 | 0.0127 | 0.0127 | 0.0127 | 0.0127 | 0.0127 | 0.0127 | 0.0127 | 0.0127 | 0.0127 | 0.0127 | 0.0127 | 0.0127 | 0.0127 | 0.0127 | 0.0127 | 0.0127 | 0.0127 | 0.0127
ALPHYSHHO0 | 0.28771 | 0.28771 | 0.28771 | 0.28771 | 0.28771 | 0.28771 | 0.28771 | 0.28771 | 0.28771 | 0.28771 | 0.28771 | 0.28771 | 0.28771 | 0.28771 | 0.28771 | 0.28771 | 0.28771 | 0.28771 | 0.28771 | 0.28771 | 0.28771 | 0.28771 | 0.28771 | 0.28771 | 0.28771 | 0.28771 | 0.28771 | 0.28771 | 0.28771 | 0.28771 | 0.28771 | 0.28771 | 0.28771 | 0.28771 | 0.28771 | 0.28771
ALPNGCCHO0 | 0.098 | 0.098 | 0.098 | 0.098 | 0.098 | 0.098 | 0.098 | 0.098 | 0.098 | 0.098 | 0.098 | 0.098 | 0.098 | 0.098 | 0.098 | 0.098 | 0.098 | 0.098 | 0.098 | 0.098 | 0.098 | 0.098 | 0.098 | 0.098 | 0.098 | 0.098 | 0.098 | 0.098 | 0.098 | 0.098 | 0.098 | 0.098 | 0.098 | 0.098 | 0.098 | 0.098
ALPNGCCNO0 | 0 | 0 | 0 | 0 | 0 | 0 | 0 | 0 | 0 | 0 | 0 | 0 | 0 | 0 | 0 | 0 | 0 | 0 | 0 | 0 | 0 | 0 | 0 | 0 | 0 | 0 | 0 | 0 | 0 | 0 | 0 | 0 | 0 | 0 | 0 | 0
ALPSOU1NO0 | 0.1455 | 0.1455 | 0.1455 | 0.1455 | 0.1455 | 0.18915 | 0.18915 | 0.18915 | 0.18915 | 0.18915 | 0.26481 | 0.26481 | 0.26481 | 0.26481 | 0.26481 | 0.26481 | 0.37073 | 0.37073 | 0.37073 | 0.37073 | 0.37073 | 0.37073 | 0.37073 | 0.37073 | 0.37073 | 0.37073 | 0.37073 | 0.37073 | 0.37073 | 0.37073 | 0.37073 | 0.37073 | 0.37073 | 0.37073 | 0.37073 | 0.37073
ALPSOU1NI0 | 0 | 0 | 0 | 0 | 0 | 0 | 0 | 0 | 0 | 0 | 0 | 0 | 0 | 0 | 0 | 0 | 0 | 0 | 0 | 0 | 0 | 0 | 0 | 0 | 0 | 0 | 0 | 0 | 0 | 0 | 0 | 0 | 0 | 0 | 0 | 0
ALPWI30NO0 | 0.015 | 0.015 | 0.015 | 0.015 | 0.015 | 0.115 | 0.115 | 0.115 | 0.115 | 0.115 | 0.161 | 0.161 | 0.161 | 0.161 | 0.161 | 0.161 | 0.2254 | 0.2254 | 0.2254 | 0.2254 | 0.2254 | 0.2254 | 0.2254 | 0.2254 | 0.2254 | 0.2254 | 0.2254 | 0.2254 | 0.2254 | 0.2254 | 0.2254 | 0.2254 | 0.2254 | 0.2254 | 0.2254 | 0.2254
ALPWI30NI0 | 0 | 0 | 0 | 0 | 0 | 0 | 0 | 0 | 0 | 0 | 0 | 0 | 0 | 0 | 0 | 0 | 0 | 0 | 0 | 0 | 0 | 0 | 0 | 0 | 0 | 0 | 0 | 0 | 0 | 0 | 0 | 0 | 0 | 0 | 0 | 0
ALTELTRH00 | 9999 | 9999 | 9999 | 9999 | 9999 | 9999 | 9999 | 9999 | 9999 | 9999 | 9999 | 9999 | 9999 | 9999 | 9999 | 9999 | 9999 | 9999 | 9999 | 9999 | 9999 | 9999 | 9999 | 9999 | 9999 | 9999 | 9999 | 9999 | 9999 | 9999 | 9999 | 9999 | 9999 | 9999 | 9999 | 9999
ALTELDSH00 | 9999 | 9999 | 9999 | 9999 | 9999 | 9999 | 9999 | 9999 | 9999 | 9999 | 9999 | 9999 | 9999 | 9999 | 9999 | 9999 | 9999 | 9999 | 9999 | 9999 | 9999 | 9999 | 9999 | 9999 | 9999 | 9999 | 9999 | 9999 | 9999 | 9999 | 9999 | 9999 | 9999 | 9999 | 9999 | 9999
ALTRDIMH00 | 9999 | 9999 | 9999 | 9999 | 9999 | 9999 | 9999 | 9999 | 9999 | 9999 | 9999 | 9999 | 9999 | 9999 | 9999 | 9999 | 9999 | 9999 | 9999 | 9999 | 9999 | 9999 | 9999 | 9999 | 9999 | 9999 | 9999 | 9999 | 9999 | 9999 | 9999 | 9999 | 9999 | 9999 | 9999 | 9999
ALTRDEXH00 | 9999 | 9999 | 9999 | 9999 | 9999 | 9999 | 9999 | 9999 | 9999 | 9999 | 9999 | 9999 | 9999 | 9999 | 9999 | 9999 | 9999 | 9999 | 9999 | 9999 | 9999 | 9999 | 9999 | 9999 | 9999 | 9999 | 9999 | 9999 | 9999 | 9999 | 9999 | 9999 | 9999 | 9999 | 9999 | 9999
ALTRDMKH00 | 9999 | 9999 | 9999 | 9999 | 9999 | 9999 | 9999 | 9999 | 9999 | 9999 | 9999 | 9999 | 9999 | 9999 | 9999 | 9999 | 9999 | 9999 | 9999 | 9999 | 9999 | 9999 | 9999 | 9999 | 9999 | 9999 | 9999 | 9999 | 9999 | 9999 | 9999 | 9999 | 9999 | 9999 | 9999 | 9999
ALTRDMEH00 | 9999 | 9999 | 9999 | 9999 | 9999 | 9999 | 9999 | 9999 | 9999 | 9999 | 9999 | 9999 | 9999 | 9999 | 9999 | 9999 | 9999 | 9999 | 9999 | 9999 | 9999 | 9999 | 9999 | 9999 | 9999 | 9999 | 9999 | 9999 | 9999 | 9999 | 9999 | 9999 | 9999 | 9999 | 9999 | 9999
ALTRDXKH00 | 9999 | 9999 | 9999 | 9999 | 9999 | 9999 | 9999 | 9999 | 9999 | 9999 | 9999 | 9999 | 9999 | 9999 | 9999 | 9999 | 9999 | 9999 | 9999 | 9999 | 9999 | 9999 | 9999 | 9999 | 9999 | 9999 | 9999 | 9999 | 9999 | 9999 | 9999 | 9999 | 9999 | 9999 | 9999 | 9999
ALTRDGRH00 | 9999 | 9999 | 9999 | 9999 | 9999 | 9999 | 9999 | 9999 | 9999 | 9999 | 9999 | 9999 | 9999 | 9999 | 9999 | 9999 | 9999 | 9999 | 9999 | 9999 | 9999 | 9999 | 9999 | 9999 | 9999 | 9999 | 9999 | 9999 | 9999 | 9999 | 9999 | 9999 | 9999 | 9999 | 9999 | 9999
GRTRDALH00 | 9999 | 9999 | 9999 | 9999 | 9999 | 9999 | 9999 | 9999 | 9999 | 9999 | 9999 | 9999 | 9999 | 9999 | 9999 | 9999 | 9999 | 9999 | 9999 | 9999 | 9999 | 9999 | 9999 | 9999 | 9999 | 9999 | 9999 | 9999 | 9999 | 9999 | 9999 | 9999 | 9999 | 9999 | 9999 | 9999
MKPELBS000 | 99999 | 99999 | 99999 | 99999 | 99999 | 99999 | 99999 | 99999 | 99999 | 99999 | 99999 | 99999 | 99999 | 99999 | 99999 | 99999 | 99999 | 99999 | 99999 | 99999 | 99999 | 99999 | 99999 | 99999 | 99999 | 99999 | 99999 | 99999 | 99999 | 99999 | 99999 | 99999 | 99999 | 99999 | 99999 | 99999
MKRCODM000 | 99999 | 99999 | 99999 | 99999 | 99999 | 99999 | 99999 | 99999 | 99999 | 99999 | 99999 | 99999 | 99999 | 99999 | 99999 | 99999 | 99999 | 99999 | 99999 | 99999 | 99999 | 99999 | 99999 | 99999 | 99999 | 99999 | 99999 | 99999 | 99999 | 99999 | 99999 | 99999 | 99999 | 99999 | 99999 | 99999
MKRCOIM000 | 99999 | 99999 | 99999 | 99999 | 99999 | 99999 | 99999 | 99999 | 99999 | 99999 | 99999 | 99999 | 99999 | 99999 | 99999 | 99999 | 99999 | 99999 | 99999 | 99999 | 99999 | 99999 | 99999 | 99999 | 99999 | 99999 | 99999 | 99999 | 99999 | 99999 | 99999 | 99999 | 99999 | 99999 | 99999 | 99999
MKRHFIM000 | 99999 | 99999 | 99999 | 99999 | 99999 | 99999 | 99999 | 99999 | 99999 | 99999 | 99999 | 99999 | 99999 | 99999 | 99999 | 99999 | 99999 | 99999 | 99999 | 99999 | 99999 | 99999 | 99999 | 99999 | 99999 | 99999 | 99999 | 99999 | 99999 | 99999 | 99999 | 99999 | 99999 | 99999 | 99999 | 99999
MKRNGIM000 | 99999 | 99999 | 99999 | 99999 | 99999 | 99999 | 99999 | 99999 | 99999 | 99999 | 99999 | 99999 | 99999 | 99999 | 99999 | 99999 | 99999 | 99999 | 99999 | 99999 | 99999 | 99999 | 99999 | 99999 | 99999 | 99999 | 99999 | 99999 | 99999 | 99999 | 99999 | 99999 | 99999 | 99999 | 99999 | 99999
MKPCOSCHO0 | 0.699 | 0.699 | 0.699 | 0.699 | 0.699 | 0.699 | 0.699 | 0.699 | 0.699 | 0.699 | 0.699 | 0.699 | 0.699 | 0.699 | 0.699 | 0.699 | 0.699 | 0.699 | 0.699 | 0.699 | 0.699 | 0.699 | 0.699 | 0.699 | 0.699 | 0.699 | 0.699 | 0.699 | 0.699 | 0.699 | 0.699 | 0.699 | 0.699 | 0.699 | 0.699 | 0.699
MKPCOSCNO0 | 1.059 | 1.059 | 1.059 | 1.059 | 1.059 | 1.059 | 1.059 | 1.059 | 1.059 | 1.059 | 1.059 | 1.059 | 1.059 | 1.059 | 1.059 | 1.059 | 1.059 | 1.059 | 1.059 | 1.059 | 1.059 | 1.059 | 1.059 | 1.059 | 1.059 | 1.059 | 1.059 | 1.059 | 1.059 | 1.059 | 1.059 | 1.059 | 1.059 | 1.059 | 1.059 | 1.059
MKPHFSCHO0 | 0.198 | 0.198 | 0.198 | 0.198 | 0.198 | 0.198 | 0.198 | 0.198 | 0.198 | 0.198 | 0.198 | 0.198 | 0.198 | 0.198 | 0.198 | 0.198 | 0.198 | 0.198 | 0.198 | 0.198 | 0.198 | 0.198 | 0.198 | 0.198 | 0.198 | 0.198 | 0.198 | 0.198 | 0.198 | 0.198 | 0.198 | 0.198 | 0.198 | 0.198 | 0.198 | 0.198
MKPHYDMHI1 | 0.042 | 0.042 | 0.042 | 0.042 | 0.042 | 0.042 | 0.042 | 0.042 | 0.042 | 0.042 | 0.042 | 0.042 | 0.042 | 0.042 | 0.042 | 0.042 | 0.042 | 0.042 | 0.042 | 0.042 | 0.042 | 0.042 | 0.042 | 0.042 | 0.042 | 0.042 | 0.042 | 0.042 | 0.042 | 0.042 | 0.042 | 0.042 | 0.042 | 0.042 | 0.042 | 0.042
MKPHYDMHI2 | 0.084 | 0.084 | 0.084 | 0.084 | 0.084 | 0.084 | 0.084 | 0.084 | 0.084 | 0.084 | 0.084 | 0.084 | 0.084 | 0.084 | 0.084 | 0.084 | 0.084 | 0.084 | 0.084 | 0.084 | 0.084 | 0.084 | 0.084 | 0.084 | 0.084 | 0.084 | 0.084 | 0.084 | 0.084 | 0.084 | 0.084 | 0.084 | 0.084 | 0.084 | 0.084 | 0.084
MKPHYDMHO0 | 0.4097 | 0.4097 | 0.4097 | 0.4097 | 0.4097 | 0.4097 | 0.4097 | 0.4097 | 0.4097 | 0.4097 | 0.4097 | 0.4097 | 0.4097 | 0.4097 | 0.4097 | 0.4097 | 0.4097 | 0.4097 | 0.4097 | 0.4097 | 0.4097 | 0.4097 | 0.4097 | 0.4097 | 0.4097 | 0.4097 | 0.4097 | 0.4097 | 0.4097 | 0.4097 | 0.4097 | 0.4097 | 0.4097 | 0.4097 | 0.4097 | 0.4097
MKPHYDMNO0 | 0.72724 | 0.72724 | 0.72724 | 0.72724 | 0.72724 | 0.72724 | 0.72724 | 0.72724 | 0.72724 | 0.72724 | 0.72724 | 0.72724 | 0.72724 | 0.72724 | 0.72724 | 0.72724 | 0.72724 | 0.72724 | 0.72724 | 0.72724 | 0.72724 | 0.72724 | 0.72724 | 0.72724 | 0.72724 | 0.72724 | 0.72724 | 0.72724 | 0.72724 | 0.72724 | 0.72724 | 0.72724 | 0.72724 | 0.72724 | 0.72724 | 0.72724
MKPHYRRHO0 | 0.0338 | 0.0338 | 0.0338 | 0.0338 | 0.0338 | 0.0338 | 0.0338 | 0.0338 | 0.0338 | 0.0338 | 0.0338 | 0.0338 | 0.0338 | 0.0338 | 0.0338 | 0.0338 | 0.0338 | 0.0338 | 0.0338 | 0.0338 | 0.0338 | 0.0338 | 0.0338 | 0.0338 | 0.0338 | 0.0338 | 0.0338 | 0.0338 | 0.0338 | 0.0338 | 0.0338 | 0.0338 | 0.0338 | 0.0338 | 0.0338 | 0.0338
MKPHYRRNO0 | 0.3575 | 0.3575 | 0.3575 | 0.3575 | 0.3575 | 0.3575 | 0.3575 | 0.3575 | 0.3575 | 0.3575 | 0.3575 | 0.3575 | 0.3575 | 0.3575 | 0.3575 | 0.3575 | 0.3575 | 0.3575 | 0.3575 | 0.3575 | 0.3575 | 0.3575 | 0.3575 | 0.3575 | 0.3575 | 0.3575 | 0.3575 | 0.3575 | 0.3575 | 0.3575 | 0.3575 | 0.3575 | 0.3575 | 0.3575 | 0.3575 | 0.3575
MKPHYSHHO0 | 0.097 | 0.097 | 0.097 | 0.097 | 0.097 | 0.097 | 0.097 | 0.097 | 0.097 | 0.097 | 0.097 | 0.097 | 0.097 | 0.097 | 0.097 | 0.097 | 0.097 | 0.097 | 0.097 | 0.097 | 0.097 | 0.097 | 0.097 | 0.097 | 0.097 | 0.097 | 0.097 | 0.097 | 0.097 | 0.097 | 0.097 | 0.097 | 0.097 | 0.097 | 0.097 | 0.097
MKPNGCHHO0 | 0.29 | 0.29 | 0.29 | 0.29 | 0.29 | 0.29 | 0.29 | 0.29 | 0.29 | 0.29 | 0.29 | 0.29 | 0.29 | 0.29 | 0.29 | 0.29 | 0.29 | 0.29 | 0.29 | 0.29 | 0.29 | 0.29 | 0.29 | 0.29 | 0.29 | 0.29 | 0.29 | 0.29 | 0.29 | 0.29 | 0.29 | 0.29 | 0.29 | 0.29 | 0.29 | 0.29
MKPNGCHNO0 | 0.81 | 0.81 | 0.81 | 0.81 | 0.81 | 0.81 | 0.81 | 0.81 | 0.81 | 0.81 | 0.81 | 0.81 | 0.81 | 0.81 | 0.81 | 0.81 | 0.81 | 0.81 | 0.81 | 0.81 | 0.81 | 0.81 | 0.81 | 0.81 | 0.81 | 0.81 | 0.81 | 0.81 | 0.81 | 0.81 | 0.81 | 0.81 | 0.81 | 0.81 | 0.81 | 0.81
MKNGCCNO0 | 0.23 | 0.23 | 0.23 | 0.23 | 0.23 | 0.23 | 0.23 | 0.23 | 0.23 | 0.23 | 0.23 | 0.23 | 0.23 | 0.23 | 0.23 | 0.23 | 0.23 | 0.23 | 0.23 | 0.23 | 0.23 | 0.23 | 0.23 | 0.23 | 0.23 | 0.23 | 0.23 | 0.23 | 0.23 | 0.23 | 0.23 | 0.23 | 0.23 | 0.23 | 0.23 | 0.23
MKPSOU1NO0 | 1.41 | 1.41 | 1.41 | 1.41 | 1.41 | 1.833 | 1.833 | 1.833 | 1.833 | 1.833 | 2.5662 | 2.5662 | 2.5662 | 2.5662 | 2.5662 | 2.5662 | 3.5927 | 3.5927 | 3.5927 | 3.5927 | 3.5927 | 3.5927 | 3.5927 | 3.5927 | 3.5927 | 3.5927 | 3.5927 | 3.5927 | 3.5927 | 3.5927 | 3.5927 | 3.5927 | 3.5927 | 3.5927 | 3.5927 | 3.5927
MKPSOU1NI0 | 0 | 0 | 0 | 0 | 0 | 0 | 0 | 0 | 0 | 0 | 0 | 0 | 0 | 0 | 0 | 0 | 0 | 0 | 0 | 0 | 0 | 0 | 0 | 0 | 0 | 0 | 0 | 0 | 0 | 0 | 0 | 0 | 0 | 0 | 0 | 0
MKPWI30NO0 | 0.614 | 0.614 | 0.614 | 0.614 | 0.614 | 0.7982 | 0.7982 | 0.7982 | 0.7982 | 0.7982 | 1.1175 | 1.1175 | 1.1175 | 1.1175 | 1.1175 | 1.1175 | 1.5645 | 1.5645 | 1.5645 | 1.5645 | 1.5645 | 1.5645 | 1.5645 | 1.5645 | 1.5645 | 1.5645 | 1.5645 | 1.5645 | 1.5645 | 1.5645 | 1.5645 | 1.5645 | 1.5645 | 1.5645 | 1.5645 | 1.5645
MKPWI30NI0 | 0 | 0 | 0 | 0 | 0 | 0 | 0 | 0 | 0 | 0 | 0 | 0 | 0 | 0 | 0 | 0 | 0 | 0 | 0 | 0 | 0 | 0 | 0 | 0 | 0 | 0 | 0 | 0 | 0 | 0 | 0 | 0 | 0 | 0 | 0 | 0
MKTELTRH00 | 9999 | 9999 | 9999 | 9999 | 9999 | 9999 | 9999 | 9999 | 9999 | 9999 | 9999 | 9999 | 9999 | 9999 | 9999 | 9999 | 9999 | 9999 | 9999 | 9999 | 9999 | 9999 | 9999 | 9999 | 9999 | 9999 | 9999 | 9999 | 9999 | 9999 | 9999 | 9999 | 9999 | 9999 | 9999 | 9999
MKTELDSH00 | 9999 | 9999 | 9999 | 9999 | 9999 | 9999 | 9999 | 9999 | 9999 | 9999 | 9999 | 9999 | 9999 | 9999 | 9999 | 9999 | 9999 | 9999 | 9999 | 9999 | 9999 | 9999 | 9999 | 9999 | 9999 | 9999 | 9999 | 9999 | 9999 | 9999 | 9999 | 9999 | 9999 | 9999 | 9999 | 9999
MKTRDIMH00 | 9999 | 9999 | 9999 | 9999 | 9999 | 9999 | 9999 | 9999 | 9999 | 9999 | 9999 | 9999 | 9999 | 9999 | 9999 | 9999 | 9999 | 9999 | 9999 | 9999 | 9999 | 9999 | 9999 | 9999 | 9999 | 9999 | 9999 | 9999 | 9999 | 9999 | 9999 | 9999 | 9999 | 9999 | 9999 | 9999
MKTRDEXH00 | 9999 | 9999 | 9999 | 9999 | 9999 | 9999 | 9999 | 9999 | 9999 | 9999 | 9999 | 9999 | 9999 | 9999 | 9999 | 9999 | 9999 | 9999 | 9999 | 9999 | 9999 | 9999 | 9999 | 9999 | 9999 | 9999 | 9999 | 9999 | 9999 | 9999 | 9999 | 9999 | 9999 | 9999 | 9999 | 9999
MKTRDALH00 | 9999 | 9999 | 9999 | 9999 | 9999 | 9999 | 9999 | 9999 | 9999 | 9999 | 9999 | 9999 | 9999 | 9999 | 9999 | 9999 | 9999 | 9999 | 9999 | 9999 | 9999 | 9999 | 9999 | 9999 | 9999 | 9999 | 9999 | 9999 | 9999 | 9999 | 9999 | 9999 | 9999 | 9999 | 9999 | 9999
MKTRDXKH00 | 9999 | 9999 | 9999 | 9999 | 9999 | 9999 | 9999 | 9999 | 9999 | 9999 | 9999 | 9999 | 9999 | 9999 | 9999 | 9999 | 9999 | 9999 | 9999 | 9999 | 9999 | 9999 | 9999 | 9999 | 9999 | 9999 | 9999 | 9999 | 9999 | 9999 | 9999 | 9999 | 9999 | 9999 | 9999 | 9999
XKTRDMKH00 | 9999 | 9999 | 9999 | 9999 | 9999 | 9999 | 9999 | 9999 | 9999 | 9999 | 9999 | 9999 | 9999 | 9999 | 9999 | 9999 | 9999 | 9999 | 9999 | 9999 | 9999 | 9999 | 9999 | 9999 | 9999 | 9999 | 9999 | 9999 | 9999 | 9999 | 9999 | 9999 | 9999 | 9999 | 9999 | 9999
MKTRDBGH00 | 9999 | 9999 | 9999 | 9999 | 9999 | 9999 | 9999 | 9999 | 9999 | 9999 | 9999 | 9999 | 9999 | 9999 | 9999 | 9999 | 9999 | 9999 | 9999 | 9999 | 9999 | 9999 | 9999 | 9999 | 9999 | 9999 | 9999 | 9999 | 9999 | 9999 | 9999 | 9999 | 9999 | 9999 | 9999 | 9999
BGTRDMKH00 | 9999 | 9999 | 9999 | 9999 | 9999 | 9999 | 9999 | 9999 | 9999 | 9999 | 9999 | 9999 | 9999 | 9999 | 9999 | 9999 | 9999 | 9999 | 9999 | 9999 | 9999 | 9999 | 9999 | 9999 | 9999 | 9999 | 9999 | 9999 | 9999 | 9999 | 9999 | 9999 | 9999 | 9999 | 9999 | 9999
MKTRDGRH00 | 9999 | 9999 | 9999 | 9999 | 9999 | 9999 | 9999 | 9999 | 9999 | 9999 | 9999 | 9999 | 9999 | 9999 | 9999 | 9999 | 9999 | 9999 | 9999 | 9999 | 9999 | 9999 | 9999 | 9999 | 9999 | 9999 | 9999 | 9999 | 9999 | 9999 | 9999 | 9999 | 9999 | 9999 | 9999 | 9999
GRTRDMKH00 | 9999 | 9999 | 9999 | 9999 | 9999 | 9999 | 9999 | 9999 | 9999 | 9999 | 9999 | 9999 | 9999 | 9999 | 9999 | 9999 | 9999 | 9999 | 9999 | 9999 | 9999 | 9999 | 9999 | 9999 | 9999 | 9999 | 9999 | 9999 | 9999 | 9999 | 9999 | 9999 | 9999 | 9999 | 9999 | 9999
MKTRDRSH00 | 9999 | 9999 | 9999 | 9999 | 9999 | 9999 | 9999 | 9999 | 9999 | 9999 | 9999 | 9999 | 9999 | 9999 | 9999 | 9999 | 9999 | 9999 | 9999 | 9999 | 9999 | 9999 | 9999 | 9999 | 9999 | 9999 | 9999 | 9999 | 9999 | 9999 | 9999 | 9999 | 9999 | 9999 | 9999 | 9999
RSTRDMKH00 | 9999 | 9999 | 9999 | 9999 | 9999 | 9999 | 9999 | 9999 | 9999 | 9999 | 9999 | 9999 | 9999 | 9999 | 9999 | 9999 | 9999 | 9999 | 9999 | 9999 | 9999 | 9999 | 9999 | 9999 | 9999 | 9999 | 9999 | 9999 | 9999 | 9999 | 9999 | 9999 | 9999 | 9999 | 9999 | 9999
MEPELBS000 | 99999 | 99999 | 99999 | 99999 | 99999 | 99999 | 99999 | 99999 | 99999 | 99999 | 99999 | 99999 | 99999 | 99999 | 99999 | 99999 | 99999 | 99999 | 99999 | 99999 | 99999 | 99999 | 99999 | 99999 | 99999 | 99999 | 99999 | 99999 | 99999 | 99999 | 99999 | 99999 | 99999 | 99999 | 99999 | 99999
MERCODM000 | 99999 | 99999 | 99999 | 99999 | 99999 | 99999 | 99999 | 99999 | 99999 | 99999 | 99999 | 99999 | 99999 | 99999 | 99999 | 99999 | 99999 | 99999 | 99999 | 99999 | 99999 | 99999 | 99999 | 99999 | 99999 | 99999 | 99999 | 99999 | 99999 | 99999 | 99999 | 99999 | 99999 | 99999 | 99999 | 99999
MERCOIM000 | 99999 | 99999 | 99999 | 99999 | 99999 | 99999 | 99999 | 99999 | 99999 | 99999 | 99999 | 99999 | 99999 | 99999 | 99999 | 99999 | 99999 | 99999 | 99999 | 99999 | 99999 | 99999 | 99999 | 99999 | 99999 | 99999 | 99999 | 99999 | 99999 | 99999 | 99999 | 99999 | 99999 | 99999 | 99999 | 99999
MEPHYDMHI0 | 0.307 | 0.307 | 0.307 | 0.307 | 0.307 | 0.307 | 0.307 | 0.307 | 0.307 | 0.307 | 0.307 | 0.307 | 0.307 | 0.307 | 0.307 | 0.307 | 0.307 | 0.307 | 0.307 | 0.307 | 0.307 | 0.307 | 0.307 | 0.307 | 0.307 | 0.307 | 0.307 | 0.307 | 0.307 | 0.307 | 0.307 | 0.307 | 0.307 | 0.307 | 0.307 | 0.307
MEPHYDMHO0 | 0.342 | 0.342 | 0.342 | 0.342 | 0.342 | 0.342 | 0.342 | 0.342 | 0.342 | 0.342 | 0.342 | 0.342 | 0.342 | 0.342 | 0.342 | 0.342 | 0.342 | 0.342 | 0.342 | 0.342 | 0.342 | 0.342 | 0.342 | 0.342 | 0.342 | 0.342 | 0.342 | 0.342 | 0.342 | 0.342 | 0.342 | 0.342 | 0.342 | 0.342 | 0.342 | 0.342
MEPHYDMNO0 | 0 | 0 | 0 | 0 | 0 | 0.162 | 0.162 | 0.162 | 0.162 | 0.162 | 0.4004 | 0.4004 | 0.4004 | 0.4004 | 0.4004 | 0.4004 | 0.4004 | 0.4004 | 0.4004 | 0.4004 | 0.4004 | 0.4004 | 0.4004 | 0.4004 | 0.4004 | 0.4004 | 0.4004 | 0.4004 | 0.4004 | 0.4004 | 0.4004 | 0.4004 | 0.4004 | 0.4004 | 0.4004 | 0.4004
MEPHYRRNO0 | 0.05 | 0.05 | 0.05 | 0.05 | 0.05 | 0.05 | 0.05 | 0.05 | 0.05 | 0.05 | 0.05 | 0.05 | 0.05 | 0.05 | 0.05 | 0.05 | 0.05 | 0.05 | 0.05 | 0.05 | 0.05 | 0.05 | 0.05 | 0.05 | 0.05 | 0.05 | 0.05 | 0.05 | 0.05 | 0.05 | 0.05 | 0.05 | 0.05 | 0.05 | 0.05 | 0.05
MEPHYRRNI0 | 0.02 | 0.02 | 0.02 | 0.02 | 0.02 | 0.02 | 0.02 | 0.02 | 0.02 | 0.02 | 0.02 | 0.02 | 0.02 | 0.02 | 0.02 | 0.02 | 0.02 | 0.02 | 0.02 | 0.02 | 0.02 | 0.02 | 0.02 | 0.02 | 0.02 | 0.02 | 0.02 | 0.02 | 0.02 | 0.02 | 0.02 | 0.02 | 0.02 | 0.02 | 0.02 | 0.02
MEPSOU1NO0 | 0.45 | 0.45 | 0.45 | 0.45 | 0.45 | 0.585 | 0.585 | 0.585 | 0.585 | 0.585 | 0.819 | 0.819 | 0.819 | 0.819 | 0.819 | 0.819 | 1.1466 | 1.1466 | 1.1466 | 1.1466 | 1.1466 | 1.1466 | 1.1466 | 1.1466 | 1.1466 | 1.1466 | 1.1466 | 1.1466 | 1.1466 | 1.1466 | 1.1466 | 1.1466 | 1.1466 | 1.1466 | 1.1466 | 1.1466
MEPSOU1NI0 | 0.1 | 0.1 | 0.1 | 0.1 | 0.1 | 0.13 | 0.13 | 0.13 | 0.13 | 0.13 | 0.182 | 0.182 | 0.182 | 0.182 | 0.182 | 0.182 | 0.2548 | 0.2548 | 0.2548 | 0.2548 | 0.2548 | 0.2548 | 0.2548 | 0.2548 | 0.2548 | 0.2548 | 0.2548 | 0.2548 | 0.2548 | 0.2548 | 0.2548 | 0.2548 | 0.2548 | 0.2548 | 0.2548 | 0.2548
MEPCOSCHO0 | 0.225 | 0.225 | 0.225 | 0.225 | 0.225 | 0.225 | 0.225 | 0.225 | 0.225 | 0.225 | 0.225 | 0.225 | 0.225 | 0.225 | 0.225 | 0.225 | 0.225 | 0.225 | 0.225 | 0.225 | 0.225 | 0.225 | 0.225 | 0.225 | 0.225 | 0.225 | 0.225 | 0.225 | 0.225 | 0.225 | 0.225 | 0.225 | 0.225 | 0.225 | 0.225 | 0.225
MEPCOSCNO0 | 0.22 | 0.22 | 0.22 | 0.22 | 0.22 | 0.22 | 0.22 | 0.22 | 0.22 | 0.22 | 0.22 | 0.22 | 0.22 | 0.22 | 0.22 | 0.22 | 0.22 | 0.22 | 0.22 | 0.22 | 0.22 | 0.22 | 0.22 | 0.22 | 0.22 | 0.22 | 0.22 | 0.22 | 0.22 | 0.22 | 0.22 | 0.22 | 0.22 | 0.22 | 0.22 | 0.22
MEPCOSCNI0 | 0 | 0 | 0 | 0 | 0 | 0 | 0 | 0 | 0 | 0 | 0 | 0 | 0 | 0 | 0 | 0 | 0 | 0 | 0 | 0 | 0 | 0 | 0 | 0 | 0 | 0 | 0 | 0 | 0 | 0 | 0 | 0 | 0 | 0 | 0 | 0
MEPWI30NI0 | 0.046 | 0.046 | 0.046 | 0.046 | 0.046 | 0.0598 | 0.0598 | 0.0598 | 0.0598 | 0.0598 | 0.08372 | 0.08372 | 0.08372 | 0.08372 | 0.08372 | 0.08372 | 0.11721 | 0.11721 | 0.11721 | 0.11721 | 0.11721 | 0.11721 | 0.11721 | 0.11721 | 0.11721 | 0.11721 | 0.11721 | 0.11721 | 0.11721 | 0.11721 | 0.11721 | 0.11721 | 0.11721 | 0.11721 | 0.11721 | 0.11721
MEPWI30NO0 | 0.072 | 0.072 | 0.072 | 0.072 | 0.072 | 0.0936 | 0.0936 | 0.0936 | 0.0936 | 0.0936 | 0.13104 | 0.13104 | 0.13104 | 0.13104 | 0.13104 | 0.13104 | 0.18346 | 0.18346 | 0.18346 | 0.18346 | 0.18346 | 0.18346 | 0.18346 | 0.18346 | 0.18346 | 0.18346 | 0.18346 | 0.18346 | 0.18346 | 0.18346 | 0.18346 | 0.18346 | 0.18346 | 0.18346 | 0.18346 | 0.18346
METELTRH00 | 9999 | 9999 | 9999 | 9999 | 9999 | 9999 | 9999 | 9999 | 9999 | 9999 | 9999 | 9999 | 9999 | 9999 | 9999 | 9999 | 9999 | 9999 | 9999 | 9999 | 9999 | 9999 | 9999 | 9999 | 9999 | 9999 | 9999 | 9999 | 9999 | 9999 | 9999 | 9999 | 9999 | 9999 | 9999 | 9999
METELDSH00 | 9999 | 9999 | 9999 | 9999 | 9999 | 9999 | 9999 | 9999 | 9999 | 9999 | 9999 | 9999 | 9999 | 9999 | 9999 | 9999 | 9999 | 9999 | 9999 | 9999 | 9999 | 9999 | 9999 | 9999 | 9999 | 9999 | 9999 | 9999 | 9999 | 9999 | 9999 | 9999 | 9999 | 9999 | 9999 | 9999
METRDIMH00 | 9999 | 9999 | 9999 | 9999 | 9999 | 9999 | 9999 | 9999 | 9999 | 9999 | 9999 | 9999 | 9999 | 9999 | 9999 | 9999 | 9999 | 9999 | 9999 | 9999 | 9999 | 9999 | 9999 | 9999 | 9999 | 9999 | 9999 | 9999 | 9999 | 9999 | 9999 | 9999 | 9999 | 9999 | 9999 | 9999
METRDEXH00 | 9999 | 9999 | 9999 | 9999 | 9999 | 9999 | 9999 | 9999 | 9999 | 9999 | 9999 | 9999 | 9999 | 9999 | 9999 | 9999 | 9999 | 9999 | 9999 | 9999 | 9999 | 9999 | 9999 | 9999 | 9999 | 9999 | 9999 | 9999 | 9999 | 9999 | 9999 | 9999 | 9999 | 9999 | 9999 | 9999
METRDALH00 | 9999 | 9999 | 9999 | 9999 | 9999 | 9999 | 9999 | 9999 | 9999 | 9999 | 9999 | 9999 | 9999 | 9999 | 9999 | 9999 | 9999 | 9999 | 9999 | 9999 | 9999 | 9999 | 9999 | 9999 | 9999 | 9999 | 9999 | 9999 | 9999 | 9999 | 9999 | 9999 | 9999 | 9999 | 9999 | 9999
METRDXKH00 | 9999 | 9999 | 9999 | 9999 | 9999 | 9999 | 9999 | 9999 | 9999 | 9999 | 9999 | 9999 | 9999 | 9999 | 9999 | 9999 | 9999 | 9999 | 9999 | 9999 | 9999 | 9999 | 9999 | 9999 | 9999 | 9999 | 9999 | 9999 | 9999 | 9999 | 9999 | 9999 | 9999 | 9999 | 9999 | 9999
METRDITH00 | 9999 | 9999 | 9999 | 9999 | 9999 | 9999 | 9999 | 9999 | 9999 | 9999 | 9999 | 9999 | 9999 | 9999 | 9999 | 9999 | 9999 | 9999 | 9999 | 9999 | 9999 | 9999 | 9999 | 9999 | 9999 | 9999 | 9999 | 9999 | 9999 | 9999 | 9999 | 9999 | 9999 | 9999 | 9999 | 9999
ITTRDMEH00 | 9999 | 9999 | 9999 | 9999 | 9999 | 9999 | 9999 | 9999 | 9999 | 9999 | 9999 | 9999 | 9999 | 9999 | 9999 | 9999 | 9999 | 9999 | 9999 | 9999 | 9999 | 9999 | 9999 | 9999 | 9999 | 9999 | 9999 | 9999 | 9999 | 9999 | 9999 | 9999 | 9999 | 9999 | 9999 | 9999
METRDBAH00 | 9999 | 9999 | 9999 | 9999 | 9999 | 9999 | 9999 | 9999 | 9999 | 9999 | 9999 | 9999 | 9999 | 9999 | 9999 | 9999 | 9999 | 9999 | 9999 | 9999 | 9999 | 9999 | 9999 | 9999 | 9999 | 9999 | 9999 | 9999 | 9999 | 9999 | 9999 | 9999 | 9999 | 9999 | 9999 | 9999
BATRDMEH00 | 9999 | 9999 | 9999 | 9999 | 9999 | 9999 | 9999 | 9999 | 9999 | 9999 | 9999 | 9999 | 9999 | 9999 | 9999 | 9999 | 9999 | 9999 | 9999 | 9999 | 9999 | 9999 | 9999 | 9999 | 9999 | 9999 | 9999 | 9999 | 9999 | 9999 | 9999 | 9999 | 9999 | 9999 | 9999 | 9999
METRDRSH00 | 9999 | 9999 | 9999 | 9999 | 9999 | 9999 | 9999 | 9999 | 9999 | 9999 | 9999 | 9999 | 9999 | 9999 | 9999 | 9999 | 9999 | 9999 | 9999 | 9999 | 9999 | 9999 | 9999 | 9999 | 9999 | 9999 | 9999 | 9999 | 9999 | 9999 | 9999 | 9999 | 9999 | 9999 | 9999 | 9999
RSTRDMEH00 | 9999 | 9999 | 9999 | 9999 | 9999 | 9999 | 9999 | 9999 | 9999 | 9999 | 9999 | 9999 | 9999 | 9999 | 9999 | 9999 | 9999 | 9999 | 9999 | 9999 | 9999 | 9999 | 9999 | 9999 | 9999 | 9999 | 9999 | 9999 | 9999 | 9999 | 9999 | 9999 | 9999 | 9999 | 9999 | 9999
XKPELBS000 | 9999 | 9999 | 9999 | 9999 | 9999 | 9999 | 9999 | 9999 | 9999 | 9999 | 9999 | 9999 | 9999 | 9999 | 9999 | 9999 | 9999 | 9999 | 9999 | 9999 | 9999 | 9999 | 9999 | 9999 | 9999 | 9999 | 9999 | 9999 | 9999 | 9999 | 9999 | 9999 | 9999 | 9999 | 9999 | 9999
XKRCODM000 | 9999 | 9999 | 9999 | 9999 | 9999 | 9999 | 9999 | 9999 | 9999 | 9999 | 9999 | 9999 | 9999 | 9999 | 9999 | 9999 | 9999 | 9999 | 9999 | 9999 | 9999 | 9999 | 9999 | 9999 | 9999 | 9999 | 9999 | 9999 | 9999 | 9999 | 9999 | 9999 | 9999 | 9999 | 9999 | 9999
XKRCOIM000 | 9999 | 9999 | 9999 | 9999 | 9999 | 9999 | 9999 | 9999 | 9999 | 9999 | 9999 | 9999 | 9999 | 9999 | 9999 | 9999 | 9999 | 9999 | 9999 | 9999 | 9999 | 9999 | 9999 | 9999 | 9999 | 9999 | 9999 | 9999 | 9999 | 9999 | 9999 | 9999 | 9999 | 9999 | 9999 | 9999
XKPCOSCHO0 | 1.288 | 1.288 | 1.288 | 1.288 | 1.288 | 1.288 | 1.288 | 1.288 | 1.288 | 1.288 | 1.288 | 1.288 | 1.288 | 1.288 | 1.288 | 1.288 | 1.288 | 1.288 | 1.288 | 1.288 | 1.288 | 1.288 | 1.288 | 1.288 | 1.288 | 1.288 | 1.288 | 1.288 | 1.288 | 1.288 | 1.288 | 1.288 | 1.288 | 1.288 | 1.288 | 1.288
XKPCOSCNO0 | 0 | 0 | 0 | 0.5 | 0.5 | 0.5 | 0.5 | 0.5 | 0.5 | 0.5 | 0.5 | 0.5 | 0.5 | 0.5 | 0.5 | 0.5 | 0.5 | 0.5 | 0.5 | 0.5 | 0.5 | 0.5 | 0.5 | 0.5 | 0.5 | 0.5 | 0.5 | 0.5 | 0.5 | 0.5 | 0.5 | 0.5 | 0.5 | 0.5 | 0.5 | 0.5
XKPHYRRHO0 | 0.061 | 0.061 | 0.061 | 0.061 | 0.061 | 0.061 | 0.061 | 0.061 | 0.061 | 0.061 | 0.061 | 0.061 | 0.061 | 0.061 | 0.061 | 0.061 | 0.061 | 0.061 | 0.061 | 0.061 | 0.061 | 0.061 | 0.061 | 0.061 | 0.061 | 0.061 | 0.061 | 0.061 | 0.061 | 0.061 | 0.061 | 0.061 | 0.061 | 0.061 | 0.061 | 0.061
XKPHYRRNO0 | 0 | 0 | 0 | 0 | 0 | 0 | 0 | 0 | 0 | 0 | 0 | 0 | 0 | 0 | 0 | 0 | 0 | 0 | 0 | 0 | 0 | 0 | 0 | 0 | 0 | 0 | 0 | 0 | 0 | 0 | 0 | 0 | 0 | 0 | 0 | 0
XKPSOU1NO0 | 0 | 0 | 0 | 0 | 0 | 0 | 0 | 0 | 0 | 0 | 0 | 0 | 0 | 0 | 0 | 0 | 0 | 0 | 0 | 0 | 0 | 0 | 0 | 0 | 0 | 0 | 0 | 0 | 0 | 0 | 0 | 0 | 0 | 0 | 0 | 0
XKPSOU1NI0 | 0 | 0 | 0 | 0 | 0 | 0 | 0 | 0 | 0 | 0 | 0 | 0 | 0 | 0 | 0 | 0 | 0 | 0 | 0 | 0 | 0 | 0 | 0 | 0 | 0 | 0 | 0 | 0 | 0 | 0 | 0 | 0 | 0 | 0 | 0 | 0
XKPWI25NO0 | 0.0325 | 0.0325 | 0.0325 | 0.1356 | 0.1701 | 0.2349 | 0.2349 | 0.2349 | 0.2349 | 0.2349 | 0.32886 | 0.32886 | 0.32886 | 0.32886 | 0.32886 | 0.32886 | 0.4604 | 0.4604 | 0.4604 | 0.4604 | 0.4604 | 1 | 1 | 1 | 1 | 1 | 2 | 3 | 4 | 5 | 6 | 7 | 8 | 9 | 10 | 11
XKPWI25NI0 | 0.0648 | 0.0648 | 0.0648 | 0.0648 | 0.0648 | 0.08424 | 0.08424 | 0.08424 | 0.08424 | 0.08424 | 0.11794 | 0.11794 | 0.11794 | 0.11794 | 0.11794 | 0.11794 | 0.16511 | 0.16511 | 0.16511 | 0.16511 | 0.16511 | 0.16511 | 0.16511 | 0.16511 | 0.16511 | 0.16511 | 0.16511 | 0.16511 | 0.16511 | 0.16511 | 0.16511 | 0.16511 | 0.16511 | 0.16511 | 0.16511 | 0.16511
XKTELTRH00 | 9999 | 9999 | 9999 | 9999 | 9999 | 9999 | 9999 | 9999 | 9999 | 9999 | 9999 | 9999 | 9999 | 9999 | 9999 | 9999 | 9999 | 9999 | 9999 | 9999 | 9999 | 9999 | 9999 | 9999 | 9999 | 9999 | 9999 | 9999 | 9999 | 9999 | 9999 | 9999 | 9999 | 9999 | 9999 | 9999
XKTELDSH00 | 9999 | 9999 | 9999 | 9999 | 9999 | 9999 | 9999 | 9999 | 9999 | 9999 | 9999 | 9999 | 9999 | 9999 | 9999 | 9999 | 9999 | 9999 | 9999 | 9999 | 9999 | 9999 | 9999 | 9999 | 9999 | 9999 | 9999 | 9999 | 9999 | 9999 | 9999 | 9999 | 9999 | 9999 | 9999 | 9999
XKTRDIMH00 | 9999 | 9999 | 9999 | 9999 | 9999 | 9999 | 9999 | 9999 | 9999 | 9999 | 9999 | 9999 | 9999 | 9999 | 9999 | 9999 | 9999 | 9999 | 9999 | 9999 | 9999 | 9999 | 9999 | 9999 | 9999 | 9999 | 9999 | 9999 | 9999 | 9999 | 9999 | 9999 | 9999 | 9999 | 9999 | 9999
XKTRDEXH00 | 9999 | 9999 | 9999 | 9999 | 9999 | 9999 | 9999 | 9999 | 9999 | 9999 | 9999 | 9999 | 9999 | 9999 | 9999 | 9999 | 9999 | 9999 | 9999 | 9999 | 9999 | 9999 | 9999 | 9999 | 9999 | 9999 | 9999 | 9999 | 9999 | 9999 | 9999 | 9999 | 9999 | 9999 | 9999 | 9999
XKTRDAKH00 | 9999 | 9999 | 9999 | 9999 | 9999 | 9999 | 9999 | 9999 | 9999 | 9999 | 9999 | 9999 | 9999 | 9999 | 9999 | 9999 | 9999 | 9999 | 9999 | 9999 | 9999 | 9999 | 9999 | 9999 | 9999 | 9999 | 9999 | 9999 | 9999 | 9999 | 9999 | 9999 | 9999 | 9999 | 9999 | 9999
XKTRDMEH00 | 9999 | 9999 | 9999 | 9999 | 9999 | 9999 | 9999 | 9999 | 9999 | 9999 | 9999 | 9999 | 9999 | 9999 | 9999 | 9999 | 9999 | 9999 | 9999 | 9999 | 9999 | 9999 | 9999 | 9999 | 9999 | 9999 | 9999 | 9999 | 9999 | 9999 | 9999 | 9999 | 9999 | 9999 | 9999 | 9999
MKCWTLK0BD | 1071.9257 | 1071.9257 | 1071.9257 | 1071.9257 | 1071.9257 | 1071.9257 | 1071.9257 | 1071.9257 | 1071.9257 | 1071.9257 | 1071.9257 | 1071.9257 | 1071.9257 | 1071.9257 | 1071.9257 | 1071.9257 | 1071.9257 | 1071.9257 | 1071.9257 | 1071.9257 | 1071.9257 | 1071.9257 | 1071.9257 | 1071.9257 | 1071.9257 | 1071.9257 | 1071.9257 | 1071.9257 | 1071.9257 | 1071.9257 | 1071.9257 | 1071.9257 | 1071.9257 | 1071.9257 | 1071.9257 | 1071.9257
MKCWTCT1BD | 165.6522 | 165.6522 | 165.6522 | 165.6522 | 165.6522 | 165.6522 | 165.6522 | 165.6522 | 165.6522 | 165.6522 | 165.6522 | 165.6522 | 165.6522 | 165.6522 | 165.6522 | 165.6522 | 165.6522 | 165.6522 | 165.6522 | 165.6522 | 165.6522 | 165.6522 | 165.6522 | 165.6522 | 165.6522 | 165.6522 | 165.6522 | 165.6522 | 165.6522 | 165.6522 | 165.6522 | 165.6522 | 165.6522 | 165.6522 | 165.6522 | 165.6522
MKCWTRS1BD | 1237.5779 | 1237.5779 | 1237.5779 | 1237.5779 | 1237.5779 | 1237.5779 | 1237.5779 | 1237.5779 | 1237.5779 | 1237.5779 | 1237.5779 | 1237.5779 | 1237.5779 | 1237.5779 | 1237.5779 | 1237.5779 | 1237.5779 | 1237.5779 | 1237.5779 | 1237.5779 | 1237.5779 | 1237.5779 | 1237.5779 | 1237.5779 | 1237.5779 | 1237.5779 | 1237.5779 | 1237.5779 | 1237.5779 | 1237.5779 | 1237.5779 | 1237.5779 | 1237.5779 | 1237.5779 | 1237.5779 | 1237.5779
MKCWTSP1BD | 34690 | 34690 | 34690 | 34690 | 34690 | 34690 | 34690 | 34690 | 34690 | 34690 | 34690 | 34690 | 34690 | 34690 | 34690 | 34690 | 34690 | 34690 | 34690 | 34690 | 34690 | 34690 | 34690 | 34690 | 34690 | 34690 | 34690 | 34690 | 34690 | 34690 | 34690 | 34690 | 34690 | 34690 | 34690 | 34690
MKCWTCT2BD | 1290.7235 | 1290.7235 | 1290.7235 | 1290.7235 | 1290.7235 | 1290.7235 | 1290.7235 | 1290.7235 | 1290.7235 | 1290.7235 | 1290.7235 | 1290.7235 | 1290.7235 | 1290.7235 | 1290.7235 | 1290.7235 | 1290.7235 | 1290.7235 | 1290.7235 | 1290.7235 | 1290.7235 | 1290.7235 | 1290.7235 | 1290.7235 | 1290.7235 | 1290.7235 | 1290.7235 | 1290.7235 | 1290.7235 | 1290.7235 | 1290.7235 | 1290.7235 | 1290.7235 | 1290.7235 | 1290.7235 | 1290.7235
MKCWTRS2BD | 2528.3014 | 2528.3014 | 2528.3014 | 2528.3014 | 2528.3014 | 2528.3014 | 2528.3014 | 2528.3014 | 2528.3014 | 2528.3014 | 2528.3014 | 2528.3014 | 2528.3014 | 2528.3014 | 2528.3014 | 2528.3014 | 2528.3014 | 2528.3014 | 2528.3014 | 2528.3014 | 2528.3014 | 2528.3014 | 2528.3014 | 2528.3014 | 2528.3014 | 2528.3014 | 2528.3014 | 2528.3014 | 2528.3014 | 2528.3014 | 2528.3014 | 2528.3014 | 2528.3014 | 2528.3014 | 2528.3014 | 2528.3014
MKCWTSP2BD | 69379 | 69379 | 69379 | 69379 | 69379 | 69379 | 69379 | 69379 | 69379 | 69379 | 69379 | 69379 | 69379 | 69379 | 69379 | 69379 | 69379 | 69379 | 69379 | 69379 | 69379 | 69379 | 69379 | 69379 | 69379 | 69379 | 69379 | 69379 | 69379 | 69379 | 69379 | 69379 | 69379 | 69379 | 69379 | 69379
MKCWTCT3DD | 1992.8778 | 1992.8778 | 1992.8778 | 1992.8778 | 1992.8778 | 1992.8778 | 1992.8778 | 1992.8778 | 1992.8778 | 1992.8778 | 1992.8778 | 1992.8778 | 1992.8778 | 1992.8778 | 1992.8778 | 1992.8778 | 1992.8778 | 1992.8778 | 1992.8778 | 1992.8778 | 1992.8778 | 1992.8778 | 1992.8778 | 1992.8778 | 1992.8778 | 1992.8778 | 1992.8778 | 1992.8778 | 1992.8778 | 1992.8778 | 1992.8778 | 1992.8778 | 1992.8778 | 1992.8778 | 1992.8778 | 1992.8778
MKCWTRS3DD | 4521.1792 | 4521.1792 | 4521.1792 | 4521.1792 | 4521.1792 | 4521.1792 | 4521.1792 | 4521.1792 | 4521.1792 | 4521.1792 | 4521.1792 | 4521.1792 | 4521.1792 | 4521.1792 | 4521.1792 | 4521.1792 | 4521.1792 | 4521.1792 | 4521.1792 | 4521.1792 | 4521.1792 | 4521.1792 | 4521.1792 | 4521.1792 | 4521.1792 | 4521.1792 | 4521.1792 | 4521.1792 | 4521.1792 | 4521.1792 | 4521.1792 | 4521.1792 | 4521.1792 | 4521.1792 | 4521.1792 | 4521.1792
ALCWTSP3DD | 0 | 0 | 0 | 0 | 0 | 0 | 0 | 0 | 0 | 0 | 0 | 0 | 0 | 0 | 0 | 0 | 0 | 0 | 0 | 0 | 0 | 0 | 0 | 0 | 0 | 0 | 0 | 0 | 0 | 0 | 0 | 0 | 0 | 0 | 0 | 0
XKCWTRS1WD | 3245.2523 | 3245.2523 | 3245.2523 | 3245.2523 | 3245.2523 | 3245.2523 | 3245.2523 | 3245.2523 | 3245.2523 | 3245.2523 | 3245.2523 | 3245.2523 | 3245.2523 | 3245.2523 | 3245.2523 | 3245.2523 | 3245.2523 | 3245.2523 | 3245.2523 | 3245.2523 | 3245.2523 | 3245.2523 | 3245.2523 | 3245.2523 | 3245.2523 | 3245.2523 | 3245.2523 | 3245.2523 | 3245.2523 | 3245.2523 | 3245.2523 | 3245.2523 | 3245.2523 | 3245.2523 | 3245.2523 | 3245.2523
ALCWTCT1DD | 1999.8143 | 1999.8143 | 1999.8143 | 1999.8143 | 1999.8143 | 1999.8143 | 1999.8143 | 1999.8143 | 1999.8143 | 1999.8143 | 1999.8143 | 1999.8143 | 1999.8143 | 1999.8143 | 1999.8143 | 1999.8143 | 1999.8143 | 1999.8143 | 1999.8143 | 1999.8143 | 1999.8143 | 1999.8143 | 1999.8143 | 1999.8143 | 1999.8143 | 1999.8143 | 1999.8143 | 1999.8143 | 1999.8143 | 1999.8143 | 1999.8143 | 1999.8143 | 1999.8143 | 1999.8143 | 1999.8143 | 1999.8143
ALCWTRS1DD | 7773.368 | 7773.368 | 7773.368 | 7773.368 | 7773.368 | 7773.368 | 7773.368 | 7773.368 | 7773.368 | 7773.368 | 7773.368 | 7773.368 | 7773.368 | 7773.368 | 7773.368 | 7773.368 | 7773.368 | 7773.368 | 7773.368 | 7773.368 | 7773.368 | 7773.368 | 7773.368 | 7773.368 | 7773.368 | 7773.368 | 7773.368 | 7773.368 | 7773.368 | 7773.368 | 7773.368 | 7773.368 | 7773.368 | 7773.368 | 7773.368 | 7773.368
ALCWTSP4DD | 84200 | 84200 | 84200 | 84200 | 84200 | 84200 | 84200 | 84200 | 84200 | 84200 | 84200 | 84200 | 84200 | 84200 | 84200 | 84200 | 84200 | 84200 | 84200 | 84200 | 84200 | 84200 | 84200 | 84200 | 84200 | 84200 | 84200 | 84200 | 84200 | 84200 | 84200 | 84200 | 84200 | 84200 | 84200 | 84200
ALCWTCT2DD | 3928.5482 | 3928.5482 | 3928.5482 | 3928.5482 | 3928.5482 | 3928.5482 | 3928.5482 | 3928.5482 | 3928.5482 | 3928.5482 | 3928.5482 | 3928.5482 | 3928.5482 | 3928.5482 | 3928.5482 | 3928.5482 | 3928.5482 | 3928.5482 | 3928.5482 | 3928.5482 | 3928.5482 | 3928.5482 | 3928.5482 | 3928.5482 | 3928.5482 | 3928.5482 | 3928.5482 | 3928.5482 | 3928.5482 | 3928.5482 | 3928.5482 | 3928.5482 | 3928.5482 | 3928.5482 | 3928.5482 | 3928.5482
ALCWTRS2DD | 11701.9162 | 11701.9162 | 11701.9162 | 11701.9162 | 11701.9162 | 11701.9162 | 11701.9162 | 11701.9162 | 11701.9162 | 11701.9162 | 11701.9162 | 11701.9162 | 11701.9162 | 11701.9162 | 11701.9162 | 11701.9162 | 11701.9162 | 11701.9162 | 11701.9162 | 11701.9162 | 11701.9162 | 11701.9162 | 11701.9162 | 11701.9162 | 11701.9162 | 11701.9162 | 11701.9162 | 11701.9162 | 11701.9162 | 11701.9162 | 11701.9162 | 11701.9162 | 11701.9162 | 11701.9162 | 11701.9162 | 11701.9162
ALCWTSP5DD | 107222 | 107222 | 107222 | 107222 | 107222 | 107222 | 107222 | 107222 | 107222 | 107222 | 107222 | 107222 | 107222 | 107222 | 107222 | 107222 | 107222 | 107222 | 107222 | 107222 | 107222 | 107222 | 107222 | 107222 | 107222 | 107222 | 107222 | 107222 | 107222 | 107222 | 107222 | 107222 | 107222 | 107222 | 107222 | 107222
ALCWTCT3DD | 842.9333 | 842.9333 | 842.9333 | 842.9333 | 842.9333 | 842.9333 | 842.9333 | 842.9333 | 842.9333 | 842.9333 | 842.9333 | 842.9333 | 842.9333 | 842.9333 | 842.9333 | 842.9333 | 842.9333 | 842.9333 | 842.9333 | 842.9333 | 842.9333 | 842.9333 | 842.9333 | 842.9333 | 842.9333 | 842.9333 | 842.9333 | 842.9333 | 842.9333 | 842.9333 | 842.9333 | 842.9333 | 842.9333 | 842.9333 | 842.9333 | 842.9333
ALCWTRS3DD | 12544.8495 | 12544.8495 | 12544.8495 | 12544.8495 | 12544.8495 | 12544.8495 | 12544.8495 | 12544.8495 | 12544.8495 | 12544.8495 | 12544.8495 | 12544.8495 | 12544.8495 | 12544.8495 | 12544.8495 | 12544.8495 | 12544.8495 | 12544.8495 | 12544.8495 | 12544.8495 | 12544.8495 | 12544.8495 | 12544.8495 | 12544.8495 | 12544.8495 | 12544.8495 | 12544.8495 | 12544.8495 | 12544.8495 | 12544.8495 | 12544.8495 | 12544.8495 | 12544.8495 | 12544.8495 | 12544.8495 | 12544.8495
ALCWTSP6DD | 211000 | 211000 | 211000 | 211000 | 211000 | 211000 | 211000 | 211000 | 211000 | 211000 | 211000 | 211000 | 211000 | 211000 | 211000 | 211000 | 211000 | 211000 | 211000 | 211000 | 211000 | 211000 | 211000 | 211000 | 211000 | 211000 | 211000 | 211000 | 211000 | 211000 | 211000 | 211000 | 211000 | 211000 | 211000 | 211000
ALCWTCT4DD | 800 | 800 | 800 | 800 | 800 | 800 | 800 | 800 | 800 | 800 | 800 | 800 | 800 | 800 | 800 | 800 | 800 | 800 | 800 | 800 | 800 | 800 | 800 | 800 | 800 | 800 | 800 | 800 | 800 | 800 | 800 | 800 | 800 | 800 | 800 | 800
ALCWTRS4DD | 15043.6672 | 15043.6672 | 15043.6672 | 15043.6672 | 15043.6672 | 15043.6672 | 15043.6672 | 15043.6672 | 15043.6672 | 15043.6672 | 15043.6672 | 15043.6672 | 15043.6672 | 15043.6672 | 15043.6672 | 15043.6672 | 15043.6672 | 15043.6672 | 15043.6672 | 15043.6672 | 15043.6672 | 15043.6672 | 15043.6672 | 15043.6672 | 15043.6672 | 15043.6672 | 15043.6672 | 15043.6672 | 15043.6672 | 15043.6672 | 15043.6672 | 15043.6672 | 15043.6672 | 15043.6672 | 15043.6672 | 15043.6672
Note on G40: Youssef Almulla: assumption
Note on G91: Youssef Almulla: Komarnica
Note on E122: Youssef Almulla: Bajgora Consists of 3 wind farms (Selac I, II, III) 103.4MW,2021. But shifted 2 years
Note on F122: Youssef Almulla: WPP Koznice
Note on G122: Youssef Almulla: WPP Zatric I, II

## ReserveMargin
param | ReserveMargin | default | 0 | :=
;
param | ReserveMarginTagFuel | default | 0 | :=
;
param | ReserveMarginTagTechnology | default | 0 | :=
;

## RE
param | REMinProductionTarget | default | 0 | :=
;
param | RETagFuel | default | 0 | :=
;
param | RETagTechnology | default | 0 | :=
;

## Emissions
param | AnnualExogenousEmission | default | 0 | :=
;
param | AnnualEmissionLimit | default | 99999 | :=
;
param | EmissionActivityRatio | default | 0 | :=
;
param | EmissionsPenalty | default | 0 | :=
;
param | ModelPeriodEmissionLimit | default | 99999 | :=
;
param | ModelPeriodExogenousEmission | default | 0 | :=
;

## InputActivityRatio
InputActivityRatio
Ratio
Techology | Fuel | m | 2020 | 2021 | 2022 | 2023 | 2024 | 2025 | 2026 | 2027 | 2028 | 2029 | 2030 | 2031 | 2032 | 2033 | 2034 | 2035 | 2036 | 2037 | 2038 | 2039 | 2040 | 2041 | 2042 | 2043 | 2044 | 2045 | 2046 | 2047 | 2048 | 2049 | 2050 | 2051 | 2052 | 2053 | 2054 | 2055
ALPELBS000 | NA | NA | bar: Ratio 2020 to Ratio 2055
ALRNGDM000 | NA | NA | bar: Ratio 2020 to Ratio 2055
ALRNGIM000 | NA | NA | bar: Ratio 2020 to Ratio 2055
ALPHYDMHI0 | NA | NA | bar: Ratio 2020 to Ratio 2055
ALPHYDMNI1 | NA | NA | bar: Ratio 2020 to Ratio 2055
ALPHYDMHI2 | NA | NA | bar: Ratio 2020 to Ratio 2055
ALPHYDMHI3 | NA | NA | bar: Ratio 2020 to Ratio 2055
ALPHYDMHI4 | NA | NA | bar: Ratio 2020 to Ratio 2055
ALPHYDMHO0 | NA | NA | bar: Ratio 2020 to Ratio 2055
ALPHYDMNO0 | NA | NA | bar: Ratio 2020 to Ratio 2055
ALPHYRRHI0 | NA | NA | bar: Ratio 2020 to Ratio 2055
ALPHYRRHO0 | NA | NA | bar: Ratio 2020 to Ratio 2055
ALPHYSHHI0 | NA | NA | bar: Ratio 2020 to Ratio 2055
ALPHYSHHO0 | NA | NA | bar: Ratio 2020 to Ratio 2055
ALPNGCCHO0 | ALNG | 1 | 1.9231 | 1.9231 | 1.9231 | 1.9231 | 1.9231 | 1.9231 | 1.9231 | 1.9231 | 1.9231 | 1.9231 | 1.9231 | 1.9231 | 1.9231 | 1.9231 | 1.9231 | 1.9231 | 1.9231 | 1.9231 | 1.9231 | 1.9231 | 1.9231 | 1.9231 | 1.9231 | 1.9231 | 1.9231 | 1.9231 | 1.9231 | 1.9231 | 1.9231 | 1.9231 | 1.9231 | 1.9231 | 1.9231 | 1.9231 | 1.9231 | 1.9231
ALPNGCCNO0 | ALNG | 1 | 1.6667 | 1.6667 | 1.6667 | 1.6667 | 1.6667 | 1.6667 | 1.6667 | 1.6667 | 1.6667 | 1.6667 | 1.6667 | 1.6667 | 1.6667 | 1.6667 | 1.6667 | 1.6667 | 1.6667 | 1.6667 | 1.6667 | 1.6667 | 1.6667 | 1.6667 | 1.6667 | 1.6667 | 1.6667 | 1.6667 | 1.6667 | 1.6667 | 1.6667 | 1.6667 | 1.6667 | 1.6667 | 1.6667 | 1.6667 | 1.6667 | 1.6667
ALPSOU1NO0 | NA | NA | bar: Ratio 2020 to Ratio 2055
ALPSOU1NI0 | NA | NA | bar: Ratio 2020 to Ratio 2055
ALPWI30NO0 | NA | NA | bar: Ratio 2020 to Ratio 2055
ALPWI30NI0 | NA | NA | bar: Ratio 2020 to Ratio 2055
ALTELTRH00 | ALEL1 | 1 | bar: Ratio 2020 to Ratio 2055
ALTELDSH00 | ALEL2 | 1 | bar: Ratio 2020 to Ratio 2055
ALTRDIMH00 | NA | NA | bar: Ratio 2020 to Ratio 2055
ALTRDEXH00 | ALEL1 | 1 | bar: Ratio 2020 to Ratio 2055
ALTRDMKH00 | ALEL1 | 1 | bar: Ratio 2020 to Ratio 2055
ALTRDMEH00 | ALEL1 | 1 | bar: Ratio 2020 to Ratio 2055
ALTRDXKH00 | ALEL1 | 1 | bar: Ratio 2020 to Ratio 2055
ALTRDGRH00 | ALEL1 | 1 | bar: Ratio 2020 to Ratio 2055
GRTRDALH00 | GREL | 1 | bar: Ratio 2020 to Ratio 2055
MKPELBS000 | NA | NA | bar: Ratio 2020 to Ratio 2055
MKRCODM000 | NA | NA | bar: Ratio 2020 to Ratio 2055
MKRCOIM000 | NA | NA | bar: Ratio 2020 to Ratio 2055
MKRHFIM000 | NA | NA | bar: Ratio 2020 to Ratio 2055
MKRNGIM000 | NA | NA | bar: Ratio 2020 to Ratio 2055
MKPCOSCHO0 | MKCO | 1 | 3.33 | 3.33 | 3.33 | 3.33 | 3.33 | 3.33 | 3.33 | 3.33 | 3.33 | 3.33 | 3.33 | 3.33 | 3.33 | 3.33 | 3.33 | 3.33 | 3.33 | 3.33 | 3.33 | 3.33 | 3.33 | 3.33 | 3.33 | 3.33 | 3.33 | 3.33 | 3.33 | 3.33 | 3.33 | 3.33 | 3.33 | 3.33 | 3.33 | 3.33 | 3.33 | 3.33
MKPCOSCNO0 | MKCO | 1 | 2.9412 | 2.9412 | 2.9412 | 2.9412 | 2.9412 | 2.9412 | 2.9412 | 2.9412 | 2.9412 | 2.9412 | 2.9412 | 2.9412 | 2.9412 | 2.9412 | 2.9412 | 2.9412 | 2.9412 | 2.9412 | 2.9412 | 2.9412 | 2.9412 | 2.9412 | 2.9412 | 2.9412 | 2.9412 | 2.9412 | 2.9412 | 2.9412 | 2.9412 | 2.9412 | 2.9412 | 2.9412 | 2.9412 | 2.9412 | 2.9412 | 2.9412
MKPHFSCHO0 | MKHF | 1 | 3.125 | 3.125 | 3.125 | 3.125 | 3.125 | 3.125 | 3.125 | 3.125 | 3.125 | 3.125 | 3.125 | 3.125 | 3.125 | 3.125 | 3.125 | 3.125 | 3.125 | 3.125 | 3.125 | 3.125 | 3.125 | 3.125 | 3.125 | 3.125 | 3.125 | 3.125 | 3.125 | 3.125 | 3.125 | 3.125 | 3.125 | 3.125 | 3.125 | 3.125 | 3.125 | 3.125
MKPHYDMHI1 | NA | NA | bar: Ratio 2020 to Ratio 2055
MKPHYDMHI2 | NA | NA | bar: Ratio 2020 to Ratio 2055
MKPHYDMHO0 | NA | NA | bar: Ratio 2020 to Ratio 2055
MKPHYDMNO0 | NA | NA | bar: Ratio 2020 to Ratio 2055
MKPHYRRHO0 | NA | NA | bar: Ratio 2020 to Ratio 2055
MKPHYRRNO0 | NA | NA | bar: Ratio 2020 to Ratio 2055
MKPHYSHHO0 | NA | NA | bar: Ratio 2020 to Ratio 2055
MKPNGCHHO0 | NA | NA | bar: Ratio 2020 to Ratio 2055
MKPNGCHNO0 | NA | NA | bar: Ratio 2020 to Ratio 2055
MKNGCCNO0 | NA | NA | bar: Ratio 2020 to Ratio 2055
MKPSOU1NO0 | NA | NA | bar: Ratio 2020 to Ratio 2055
MKPSOU1NI0 | NA | NA | bar: Ratio 2020 to Ratio 2055
MKPWI30NO0 | NA | NA | bar: Ratio 2020 to Ratio 2055
MKPWI30NI0 | NA | NA | bar: Ratio 2020 to Ratio 2055
MKTELTRH00 | MKEL1 | 1 | bar: Ratio 2020 to Ratio 2055
MKTELDSH00 | MKEL2 | 1 | bar: Ratio 2020 to Ratio 2055
MKTRDIMH00 | NA | NA | bar: Ratio 2020 to Ratio 2055
MKTRDEXH00 | MKEL1 | 1 | bar: Ratio 2020 to Ratio 2055
MKTRDALH00 | MKEL1 | 1 | bar: Ratio 2020 to Ratio 2055
MKTRDXKH00 | MKEL1 | 1 | bar: Ratio 2020 to Ratio 2055
XKTRDMKH00 | XKEL1 | 1 | bar: Ratio 2020 to Ratio 2055
MKTRDBGH00 | MKEL1 | 1 | bar: Ratio 2020 to Ratio 2055
BGTRDMKH00 | BGEL1 | 1 | bar: Ratio 2020 to Ratio 2055
MKTRDGRH00 | MKEL1 | 1 | bar: Ratio 2020 to Ratio 2055
GRTRDMKH00 | GREL1 | 1 | bar: Ratio 2020 to Ratio 2055
MKTRDRSH00 | MKEL1 | 1 | bar: Ratio 2020 to Ratio 2055
RSTRDMKH00 | RSEL1 | 1 | bar: Ratio 2020 to Ratio 2055
MEPELBS000 | NA | NA | bar: Ratio 2020 to Ratio 2055
MERCODM000 | NA | NA | bar: Ratio 2020 to Ratio 2055
MERCOIM000 | NA | NA | bar: Ratio 2020 to Ratio 2055
MEPHYDMHI0 | NA | NA | bar: Ratio 2020 to Ratio 2055
MEPHYDMHO0 | NA | NA | bar: Ratio 2020 to Ratio 2055
MEPHYDMNO0 | NA | NA | bar: Ratio 2020 to Ratio 2055
MEPHYRRNO0 | NA | NA | bar: Ratio 2020 to Ratio 2055
MEPHYRRNI0 | NA | NA | bar: Ratio 2020 to Ratio 2055
MEPSOU1NO0 | NA | NA | bar: Ratio 2020 to Ratio 2055
MEPSOU1NI0 | NA | NA | bar: Ratio 2020 to Ratio 2055
MEPCOSCHO0 | MECO | 1 | 3.125 | 3.125 | 3.125 | 3.125 | 3.125 | 3.125 | 3.125 | 3.125 | 3.125 | 3.125 | 3.125 | 3.125 | 3.125 | 3.125 | 3.125 | 3.125 | 3.125 | 3.125 | 3.125 | 3.125 | 3.125 | 3.125 | 3.125 | 3.125 | 3.125 | 3.125 | 3.125 | 3.125 | 3.125 | 3.125 | 3.125 | 3.125 | 3.125 | 3.125 | 3.125 | 3.125
MEPCOSCNO0 | MECO | 1 | 2.94 | 2.94 | 2.94 | 2.94 | 2.94 | 2.94 | 2.94 | 2.94 | 2.94 | 2.94 | 2.94 | 2.94 | 2.94 | 2.94 | 2.94 | 2.94 | 2.94 | 2.94 | 2.94 | 2.94 | 2.94 | 2.94 | 2.94 | 2.94 | 2.94 | 2.94 | 2.94 | 2.94 | 2.94 | 2.94 | 2.94 | 2.94 | 2.94 | 2.94 | 2.94 | 2.94
MEPCOSCNI0 | MECO | 1 | 2.94 | 2.94 | 2.94 | 2.94 | 2.94 | 2.94 | 2.94 | 2.94 | 2.94 | 2.94 | 2.94 | 2.94 | 2.94 | 2.94 | 2.94 | 2.94 | 2.94 | 2.94 | 2.94 | 2.94 | 2.94 | 2.94 | 2.94 | 2.94 | 2.94 | 2.94 | 2.94 | 2.94 | 2.94 | 2.94 | 2.94 | 2.94 | 2.94 | 2.94 | 2.94 | 2.94
MEPWI30NI0 | NA | NA | bar: Ratio 2020 to Ratio 2055
MEPWI30NO0 | NA | NA | bar: Ratio 2020 to Ratio 2055
METELTRH00 | MEEL1 | 1 | bar: Ratio 2020 to Ratio 2055
METELDSH00 | MEEL2 | 1 | bar: Ratio 2020 to Ratio 2055
METRDIMH00 | NA | NA | bar: Ratio 2020 to Ratio 2055
METRDEXH00 | MEEL1 | 1 | bar: Ratio 2020 to Ratio 2055
METRDALH00 | MEEL1 | 1 | bar: Ratio 2020 to Ratio 2055
METRDXKH00 | MEEL1 | 1 | bar: Ratio 2020 to Ratio 2055
METRDITH00 | MEEL1 | 1 | bar: Ratio 2020 to Ratio 2055
ITTRDMEH00 | ITEL1 | 1 | bar: Ratio 2020 to Ratio 2055
METRDBAH00 | MEEL1 | 1 | bar: Ratio 2020 to Ratio 2055
BATRDMEH00 | BAEL1 | 1 | bar: Ratio 2020 to Ratio 2055
METRDRSH00 | MEEL1 | 1 | bar: Ratio 2020 to Ratio 2055
RSTRDMEH00 | RSEL1 | 1 | bar: Ratio 2020 to Ratio 2055
XKPELBS000 | NA | NA | bar: Ratio 2020 to Ratio 2055
XKRCODM000 | NA | NA | bar: Ratio 2020 to Ratio 2055
XKRCOIM000 | NA | NA | bar: Ratio 2020 to Ratio 2055
XKPCOSCHO0 | XKCO | 1 | 3.335 | 3.335 | 3.335 | 3.335 | 3.335 | 3.335 | 3.335 | 3.335 | 3.335 | 3.335 | 3.335 | 3.335 | 3.335 | 3.335 | 3.335 | 3.335 | 3.335 | 3.335 | 3.335 | 3.335 | 3.335 | 3.335 | 3.335 | 3.335 | 3.335 | 3.335 | 3.335 | 3.335 | 3.335 | 3.335 | 3.335 | 3.335 | 3.335 | 3.335 | 3.335 | 3.335
XKPCOSCNO0 | XKCO | 1 | 2.5 | 2.5 | 2.5 | 2.5 | 2.5 | 2.5 | 2.5 | 2.5 | 2.5 | 2.5 | 2.5 | 2.5 | 2.5 | 2.5 | 2.5 | 2.5 | 2.5 | 2.5 | 2.5 | 2.5 | 2.5 | 2.5 | 2.5 | 2.5 | 2.5 | 2.5 | 2.5 | 2.5 | 2.5 | 2.5 | 2.5 | 2.5 | 2.5 | 2.5 | 2.5 | 2.5
XKPHYRRHO0 | NA | NA | bar: Ratio 2020 to Ratio 2055
XKPHYRRNO0 | NA | NA | bar: Ratio 2020 to Ratio 2055
XKPSOU1NO0 | NA | NA | bar: Ratio 2020 to Ratio 2055
XKPSOU1NI0 | NA | NA | bar: Ratio 2020 to Ratio 2055
XKPWI25NO0 | NA | NA | bar: Ratio 2020 to Ratio 2055
XKPWI25NI0 | NA | NA | bar: Ratio 2020 to Ratio 2055
XKTELTRH00 | XKEL1 | 1 | bar: Ratio 2020 to Ratio 2055
XKTELDSH00 | XKEL2 | 1 | bar: Ratio 2020 to Ratio 2055
XKTRDIMH00 | NA | NA | bar: Ratio 2020 to Ratio 2055
XKTRDEXH00 | XKEL1 | 1 | bar: Ratio 2020 to Ratio 2055
XKTRDAKH00 | XKEL1 | 1 | bar: Ratio 2020 to Ratio 2055
XKTRDMEH00 | XKEL1 | 1 | bar: Ratio 2020 to Ratio 2055
MKCWTLK0BD | NA | NA | bar: Ratio 2020 to Ratio 2055
MKCWTCT1BD | NA | NA | bar: Ratio 2020 to Ratio 2055
MKCWTRS1BD | W_BDRS1 | 1 | bar: Ratio 2020 to Ratio 2055
MKCWTSP1BD | NA | NA | bar: Ratio 2020 to Ratio 2055
MKCWTCT2BD | NA | NA | bar: Ratio 2020 to Ratio 2055
MKCWTRS2BD | W_BDRS2 | 1 | bar: Ratio 2020 to Ratio 2055
MKCWTSP2BD | NA | NA | bar: Ratio 2020 to Ratio 2055
MKCWTCT3DD | NA | NA | bar: Ratio 2020 to Ratio 2055
MKCWTRS3DD | W_BDRS3 | 1 | bar: Ratio 2020 to Ratio 2055
ALCWTSP3DD | NA | NA | bar: Ratio 2020 to Ratio 2055
XKCWTRS1WD | NA | NA | bar: Ratio 2020 to Ratio 2055
ALCWTCT1DD | NA | NA | bar: Ratio 2020 to Ratio 2055
ALCWTRS1DD | W_DRS1 | 1 | bar: Ratio 2020 to Ratio 2055
ALCWTSP4DD | NA | NA | bar: Ratio 2020 to Ratio 2055
ALCWTCT2DD | NA | NA | bar: Ratio 2020 to Ratio 2055
ALCWTRS2DD | W_DRS2 | 1 | bar: Ratio 2020 to Ratio 2055
ALCWTSP5DD | NA | NA | bar: Ratio 2020 to Ratio 2055
ALCWTCT3DD | NA | NA | bar: Ratio 2020 to Ratio 2055
ALCWTRS3DD | W_DRS3 | 1 | bar: Ratio 2020 to Ratio 2055
ALCWTSP6DD | NA | NA | bar: Ratio 2020 to Ratio 2055
ALCWTCT4DD | NA | NA | bar: Ratio 2020 to Ratio 2055
ALCWTRS4DD | W_DRS4 | 1 | bar: Ratio 2020 to Ratio 2055
[REGION,ALPNGCCHO0,ALNG00000,*,*]:
| 2020 | 2021 | 2022 | 2023 | 2024 | 2025 | 2026 | 2027 | 2028 | 2029 | 2030 | 2031 | 2032 | 2033 | 2034 | 2035 | 2036 | 2037 | 2038 | 2039 | 2040 | 2041 | 2042 | 2043 | 2044 | 2045 | 2046 | 2047 | 2048 | 2049 | 2050 | 2051 | 2052 | 2053 | 2054 | 2055:=
1 | 1.92 | 1.92 | 1.92 | 1.92 | 1.92 | 1.92 | 1.92 | 1.92 | 1.92 | 1.92 | 1.92 | 1.92 | 1.92 | 1.92 | 1.92 | 1.92 | 1.92 | 1.92 | 1.92 | 1.92 | 1.92 | 1.92 | 1.92 | 1.92 | 1.92 | 1.92 | 1.92 | 1.92 | 1.92 | 1.92 | 1.92 | 1.92 | 1.92 | 1.92 | 1.92 | 1.92
[REGION,ALPNGCCNO0,ALNG00000,*,*]:
| 2020 | 2021 | 2022 | 2023 | 2024 | 2025 | 2026 | 2027 | 2028 | 2029 | 2030 | 2031 | 2032 | 2033 | 2034 | 2035 | 2036 | 2037 | 2038 | 2039 | 2040 | 2041 | 2042 | 2043 | 2044 | 2045 | 2046 | 2047 | 2048 | 2049 | 2050 | 2051 | 2052 | 2053 | 2054 | 2055:=
1 | 1.67 | 1.67 | 1.67 | 1.67 | 1.67 | 1.67 | 1.67 | 1.67 | 1.67 | 1.67 | 1.67 | 1.67 | 1.67 | 1.67 | 1.67 | 1.67 | 1.67 | 1.67 | 1.67 | 1.67 | 1.67 | 1.67 | 1.67 | 1.67 | 1.67 | 1.67 | 1.67 | 1.67 | 1.67 | 1.67 | 1.67 | 1.67 | 1.67 | 1.67 | 1.67 | 1.67
[REGION,ALTELTRH00,ALEL10000,*,*]:
| 2020 | 2021 | 2022 | 2023 | 2024 | 2025 | 2026 | 2027 | 2028 | 2029 | 2030 | 2031 | 2032 | 2033 | 2034 | 2035 | 2036 | 2037 | 2038 | 2039 | 2040 | 2041 | 2042 | 2043 | 2044 | 2045 | 2046 | 2047 | 2048 | 2049 | 2050 | 2051 | 2052 | 2053 | 2054 | 2055:=
1 | bar: 2020 to 2055:=
[REGION,ALTELDSH00,ALEL20000,*,*]:
| 2020 | 2021 | 2022 | 2023 | 2024 | 2025 | 2026 | 2027 | 2028 | 2029 | 2030 | 2031 | 2032 | 2033 | 2034 | 2035 | 2036 | 2037 | 2038 | 2039 | 2040 | 2041 | 2042 | 2043 | 2044 | 2045 | 2046 | 2047 | 2048 | 2049 | 2050 | 2051 | 2052 | 2053 | 2054 | 2055:=
1 | bar: 2020 to 2055:=
[REGION,ALTRDEXH00,ALEL10000,*,*]:
| 2020 | 2021 | 2022 | 2023 | 2024 | 2025 | 2026 | 2027 | 2028 | 2029 | 2030 | 2031 | 2032 | 2033 | 2034 | 2035 | 2036 | 2037 | 2038 | 2039 | 2040 | 2041 | 2042 | 2043 | 2044 | 2045 | 2046 | 2047 | 2048 | 2049 | 2050 | 2051 | 2052 | 2053 | 2054 | 2055:=
1 | bar: 2020 to 2055:=
# | 2020: [REGION,ALTRDGRH00,ALEL10000,*,*]:
# | 2020 | 2021 | 2022 | 2023 | 2024 | 2025 | 2026 | 2027 | 2028 | 2029 | 2030 | 2031 | 2032 | 2033 | 2034 | 2035 | 2036 | 2037 | 2038 | 2039 | 2040 | 2041 | 2042 | 2043 | 2044 | 2045 | 2046 | 2047 | 2048 | 2049 | 2050 | 2051 | 2052 | 2053 | 2054 | 2055:=
# | bar: [REGION,ALTRDGRH00,ALEL10000,*,*]: 2020 to [REGION,ALTRDGRH00,ALEL10000,*,*]: 2055:=
# | [REGION,ALTRDGRH00,ALEL10000,*,*]: 2020: [REGION,GRTRDALH00,GREL10000,*,*]:
# | 2020 | 2021 | 2022 | 2023 | 2024 | 2025 | 2026 | 2027 | 2028 | 2029 | 2030 | 2031 | 2032 | 2033 | 2034 | 2035 | 2036 | 2037 | 2038 | 2039 | 2040 | 2041 | 2042 | 2043 | 2044 | 2045 | 2046 | 2047 | 2048 | 2049 | 2050 | 2051 | 2052 | 2053 | 2054 | 2055:=
# | bar: [REGION,GRTRDALH00,GREL10000,*,*]: 2020 to [REGION,GRTRDALH00,GREL10000,*,*]: 2055:=
# | [REGION,GRTRDALH00,GREL10000,*,*]: 2020: [REGION,ALTRDXKH00,ALEL10000,*,*]:
# | 2020 | 2021 | 2022 | 2023 | 2024 | 2025 | 2026 | 2027 | 2028 | 2029 | 2030 | 2031 | 2032 | 2033 | 2034 | 2035 | 2036 | 2037 | 2038 | 2039 | 2040 | 2041 | 2042 | 2043 | 2044 | 2045 | 2046 | 2047 | 2048 | 2049 | 2050 | 2051 | 2052 | 2053 | 2054 | 2055:=
# | bar: [REGION,ALTRDXKH00,ALEL10000,*,*]: 2020 to [REGION,ALTRDXKH00,ALEL10000,*,*]: 2055:=
# | [REGION,ALTRDXKH00,ALEL10000,*,*]: 2020: [REGION,XKTRDAKH00,XKEL10000,*,*]:
# | 2020 | 2021 | 2022 | 2023 | 2024 | 2025 | 2026 | 2027 | 2028 | 2029 | 2030 | 2031 | 2032 | 2033 | 2034 | 2035 | 2036 | 2037 | 2038 | 2039 | 2040 | 2041 | 2042 | 2043 | 2044 | 2045 | 2046 | 2047 | 2048 | 2049 | 2050 | 2051 | 2052 | 2053 | 2054 | 2055:=
# | bar: [REGION,XKTRDAKH00,XKEL10000,*,*]: 2020 to [REGION,XKTRDAKH00,XKEL10000,*,*]: 2055:=
# | [REGION,XKTRDAKH00,XKEL10000,*,*]: 2020: [REGION,ALTRDMKH00,ALEL10000,*,*]:
# | 2020 | 2021 | 2022 | 2023 | 2024 | 2025 | 2026 | 2027 | 2028 | 2029 | 2030 | 2031 | 2032 | 2033 | 2034 | 2035 | 2036 | 2037 | 2038 | 2039 | 2040 | 2041 | 2042 | 2043 | 2044 | 2045 | 2046 | 2047 | 2048 | 2049 | 2050 | 2051 | 2052 | 2053 | 2054 | 2055:=
# | bar: [REGION,ALTRDMKH00,ALEL10000,*,*]: 2020 to [REGION,ALTRDMKH00,ALEL10000,*,*]: 2055:=
# | [REGION,ALTRDMKH00,ALEL10000,*,*]: 2020: [REGION,MKTRDALH00,MKEL10000,*,*]:
# | 2020 | 2021 | 2022 | 2023 | 2024 | 2025 | 2026 | 2027 | 2028 | 2029 | 2030 | 2031 | 2032 | 2033 | 2034 | 2035 | 2036 | 2037 | 2038 | 2039 | 2040 | 2041 | 2042 | 2043 | 2044 | 2045 | 2046 | 2047 | 2048 | 2049 | 2050 | 2051 | 2052 | 2053 | 2054 | 2055:=
# | bar: [REGION,MKTRDALH00,MKEL10000,*,*]: 2020 to [REGION,MKTRDALH00,MKEL10000,*,*]: 2055:=
# | [REGION,MKTRDALH00,MKEL10000,*,*]: 2020: [REGION,ALTRDMEH00,ALEL10000,*,*]:
# | 2020 | 2021 | 2022 | 2023 | 2024 | 2025 | 2026 | 2027 | 2028 | 2029 | 2030 | 2031 | 2032 | 2033 | 2034 | 2035 | 2036 | 2037 | 2038 | 2039 | 2040 | 2041 | 2042 | 2043 | 2044 | 2045 | 2046 | 2047 | 2048 | 2049 | 2050 | 2051 | 2052 | 2053 | 2054 | 2055:=
# | bar: [REGION,ALTRDMEH00,ALEL10000,*,*]: 2020 to [REGION,ALTRDMEH00,ALEL10000,*,*]: 2055:=
# | [REGION,ALTRDMEH00,ALEL10000,*,*]: 2020: #Planned
# | [REGION,ALTRDMEH00,ALEL10000,*,*]: 2020: [REGION,METRDALH00,MEEL10000,*,*]:
# | 2020 | 2021 | 2022 | 2023 | 2024 | 2025 | 2026 | 2027 | 2028 | 2029 | 2030 | 2031 | 2032 | 2033 | 2034 | 2035 | 2036 | 2037 | 2038 | 2039 | 2040 | 2041 | 2042 | 2043 | 2044 | 2045 | 2046 | 2047 | 2048 | 2049 | 2050 | 2051 | 2052 | 2053 | 2054 | 2055:=
# | bar: [REGION,METRDALH00,MEEL10000,*,*]: 2020 to [REGION,METRDALH00,MEEL10000,*,*]: 2055:=
# | [REGION,METRDALH00,MEEL10000,*,*]: 2020: InputActivityRatio; [REGION,METRDALH00,MEEL10000,*,*]: 2021: -; [REGION,METRDALH00,MEEL10000,*,*]: 2022: N.Macedonia
[REGION,MKPCOSCHO0,MKCO00000,*,*]:
| 2020 | 2021 | 2022 | 2023 | 2024 | 2025 | 2026 | 2027 | 2028 | 2029 | 2030 | 2031 | 2032 | 2033 | 2034 | 2035 | 2036 | 2037 | 2038 | 2039 | 2040 | 2041 | 2042 | 2043 | 2044 | 2045 | 2046 | 2047 | 2048 | 2049 | 2050 | 2051 | 2052 | 2053 | 2054 | 2055:=
1 | 3.33 | 3.33 | 3.33 | 3.33 | 3.33 | 3.33 | 3.33 | 3.33 | 3.33 | 3.33 | 3.33 | 3.33 | 3.33 | 3.33 | 3.33 | 3.33 | 3.33 | 3.33 | 3.33 | 3.33 | 3.33 | 3.33 | 3.33 | 3.33 | 3.33 | 3.33 | 3.33 | 3.33 | 3.33 | 3.33 | 3.33 | 3.33 | 3.33 | 3.33 | 3.33 | 3.33
[REGION,MKPHFSCHO0,MKCO00000,*,*]:
| 2020 | 2021 | 2022 | 2023 | 2024 | 2025 | 2026 | 2027 | 2028 | 2029 | 2030 | 2031 | 2032 | 2033 | 2034 | 2035 | 2036 | 2037 | 2038 | 2039 | 2040 | 2041 | 2042 | 2043 | 2044 | 2045 | 2046 | 2047 | 2048 | 2049 | 2050 | 2051 | 2052 | 2053 | 2054 | 2055:=
1 | 3.13 | 3.13 | 3.13 | 3.13 | 3.13 | 3.13 | 3.13 | 3.13 | 3.13 | 3.13 | 3.13 | 3.13 | 3.13 | 3.13 | 3.13 | 3.13 | 3.13 | 3.13 | 3.13 | 3.13 | 3.13 | 3.13 | 3.13 | 3.13 | 3.13 | 3.13 | 3.13 | 3.13 | 3.13 | 3.13 | 3.13 | 3.13 | 3.13 | 3.13 | 3.13 | 3.13
[REGION,MKTELTRH00,MKEL10000,*,*]:
| 2020 | 2021 | 2022 | 2023 | 2024 | 2025 | 2026 | 2027 | 2028 | 2029 | 2030 | 2031 | 2032 | 2033 | 2034 | 2035 | 2036 | 2037 | 2038 | 2039 | 2040 | 2041 | 2042 | 2043 | 2044 | 2045 | 2046 | 2047 | 2048 | 2049 | 2050 | 2051 | 2052 | 2053 | 2054 | 2055:=
1 | bar: 2020 to 2055:=
[REGION,MKTELDSH00,MKEL20000,*,*]:
| 2020 | 2021 | 2022 | 2023 | 2024 | 2025 | 2026 | 2027 | 2028 | 2029 | 2030 | 2031 | 2032 | 2033 | 2034 | 2035 | 2036 | 2037 | 2038 | 2039 | 2040 | 2041 | 2042 | 2043 | 2044 | 2045 | 2046 | 2047 | 2048 | 2049 | 2050 | 2051 | 2052 | 2053 | 2054 | 2055:=
1 | bar: 2020 to 2055:=
[REGION,MKTRDEXH00,MKEL10000,*,*]:
| 2020 | 2021 | 2022 | 2023 | 2024 | 2025 | 2026 | 2027 | 2028 | 2029 | 2030 | 2031 | 2032 | 2033 | 2034 | 2035 | 2036 | 2037 | 2038 | 2039 | 2040 | 2041 | 2042 | 2043 | 2044 | 2045 | 2046 | 2047 | 2048 | 2049 | 2050 | 2051 | 2052 | 2053 | 2054 | 2055:=
1 | bar: 2020 to 2055:=
# | 2020: [REGION,MKTRDBGH00,MKEL10000,*,*]:
# |  | 2020 | 2021 | 2022 | 2023 | 2024 | 2025 | 2026 | 2027 | 2028 | 2029 | 2030 | 2031 | 2032 | 2033 | 2034 | 2035 | 2036 | 2037 | 2038 | 2039 | 2040 | 2041 | 2042 | 2043 | 2044 | 2045 | 2046 | 2047 | 2048 | 2049 | 2050 | 2051 | 2052 | 2053 | 2054 | 2055:=
# | 1 | bar: 2020 to 2055:=
# | [REGION,BGTRDMKH00,BGEL10000,*,*]:
# |  | 2020 | 2021 | 2022 | 2023 | 2024 | 2025 | 2026 | 2027 | 2028 | 2029 | 2030 | 2031 | 2032 | 2033 | 2034 | 2035 | 2036 | 2037 | 2038 | 2039 | 2040 | 2041 | 2042 | 2043 | 2044 | 2045 | 2046 | 2047 | 2048 | 2049 | 2050 | 2051 | 2052 | 2053 | 2054 | 2055:=
# | 1 | bar: 2020 to 2055:=
# | [REGION,MKTRDGRH00,MKEL10000,*,*]:
# |  | 2020 | 2021 | 2022 | 2023 | 2024 | 2025 | 2026 | 2027 | 2028 | 2029 | 2030 | 2031 | 2032 | 2033 | 2034 | 2035 | 2036 | 2037 | 2038 | 2039 | 2040 | 2041 | 2042 | 2043 | 2044 | 2045 | 2046 | 2047 | 2048 | 2049 | 2050 | 2051 | 2052 | 2053 | 2054 | 2055:=
# | 1 | bar: 2020 to 2055:=
# | [REGION,GRTRDMKH00,GREL10000,*,*]:
# |  | 2020 | 2021 | 2022 | 2023 | 2024 | 2025 | 2026 | 2027 | 2028 | 2029 | 2030 | 2031 | 2032 | 2033 | 2034 | 2035 | 2036 | 2037 | 2038 | 2039 | 2040 | 2041 | 2042 | 2043 | 2044 | 2045 | 2046 | 2047 | 2048 | 2049 | 2050 | 2051 | 2052 | 2053 | 2054 | 2055:=
# | 1 | bar: 2020 to 2055:=
# | [REGION,MKTRDRSH00,MKEL10000,*,*]:
# |  | 2020 | 2021 | 2022 | 2023 | 2024 | 2025 | 2026 | 2027 | 2028 | 2029 | 2030 | 2031 | 2032 | 2033 | 2034 | 2035 | 2036 | 2037 | 2038 | 2039 | 2040 | 2041 | 2042 | 2043 | 2044 | 2045 | 2046 | 2047 | 2048 | 2049 | 2050 | 2051 | 2052 | 2053 | 2054 | 2055:=
# | 1 | bar: 2020 to 2055:=
# | [REGION,RSTRDMKH00,RSEL10000,*,*]:
# |  | 2020 | 2021 | 2022 | 2023 | 2024 | 2025 | 2026 | 2027 | 2028 | 2029 | 2030 | 2031 | 2032 | 2033 | 2034 | 2035 | 2036 | 2037 | 2038 | 2039 | 2040 | 2041 | 2042 | 2043 | 2044 | 2045 | 2046 | 2047 | 2048 | 2049 | 2050 | 2051 | 2052 | 2053 | 2054 | 2055:=
# | 1 | bar: 2020 to 2055:=
# | [REGION,MKTRDXKH00,MKEL10000,*,*]:
# |  | 2020 | 2021 | 2022 | 2023 | 2024 | 2025 | 2026 | 2027 | 2028 | 2029 | 2030 | 2031 | 2032 | 2033 | 2034 | 2035 | 2036 | 2037 | 2038 | 2039 | 2040 | 2041 | 2042 | 2043 | 2044 | 2045 | 2046 | 2047 | 2048 | 2049 | 2050 | 2051 | 2052 | 2053 | 2054 | 2055:=
# | 1 | bar: 2020 to 2055:=
# | [REGION,XKTRDMKH00,XKEL10000,*,*]:
# |  | 2020 | 2021 | 2022 | 2023 | 2024 | 2025 | 2026 | 2027 | 2028 | 2029 | 2030 | 2031 | 2032 | 2033 | 2034 | 2035 | 2036 | 2037 | 2038 | 2039 | 2040 | 2041 | 2042 | 2043 | 2044 | 2045 | 2046 | 2047 | 2048 | 2049 | 2050 | 2051 | 2052 | 2053 | 2054 | 2055:=
# | 1 | bar: 2020 to 2055:=
# | InputActivityRatio | 2020: -; 2021: Montenegro
[REGION,MEPCOSCHO0,MECO00000,*,*]:
| 2020 | 2021 | 2022 | 2023 | 2024 | 2025 | 2026 | 2027 | 2028 | 2029 | 2030 | 2031 | 2032 | 2033 | 2034 | 2035 | 2036 | 2037 | 2038 | 2039 | 2040 | 2041 | 2042 | 2043 | 2044 | 2045 | 2046 | 2047 | 2048 | 2049 | 2050 | 2051 | 2052 | 2053 | 2054 | 2055:=
1 | 3.13 | 3.13 | 3.13 | 3.13 | 3.13 | 3.13 | 3.13 | 3.13 | 3.13 | 3.13 | 3.13 | 3.13 | 3.13 | 3.13 | 3.13 | 3.13 | 3.13 | 3.13 | 3.13 | 3.13 | 3.13 | 3.13 | 3.13 | 3.13 | 3.13 | 3.13 | 3.13 | 3.13 | 3.13 | 3.13 | 3.13 | 3.13 | 3.13 | 3.13 | 3.13 | 3.13
[REGION,MEPCOSCNO0,MECO00000,*,*]:
| 2020 | 2021 | 2022 | 2023 | 2024 | 2025 | 2026 | 2027 | 2028 | 2029 | 2030 | 2031 | 2032 | 2033 | 2034 | 2035 | 2036 | 2037 | 2038 | 2039 | 2040 | 2041 | 2042 | 2043 | 2044 | 2045 | 2046 | 2047 | 2048 | 2049 | 2050 | 2051 | 2052 | 2053 | 2054 | 2055:=
1 | 2.94 | 2.94 | 2.94 | 2.94 | 2.94 | 2.94 | 2.94 | 2.94 | 2.94 | 2.94 | 2.94 | 2.94 | 2.94 | 2.94 | 2.94 | 2.94 | 2.94 | 2.94 | 2.94 | 2.94 | 2.94 | 2.94 | 2.94 | 2.94 | 2.94 | 2.94 | 2.94 | 2.94 | 2.94 | 2.94 | 2.94 | 2.94 | 2.94 | 2.94 | 2.94 | 2.94
[REGION,MEPCOSCNI0,MECO00000,*,*]:
| 2020 | 2021 | 2022 | 2023 | 2024 | 2025 | 2026 | 2027 | 2028 | 2029 | 2030 | 2031 | 2032 | 2033 | 2034 | 2035 | 2036 | 2037 | 2038 | 2039 | 2040 | 2041 | 2042 | 2043 | 2044 | 2045 | 2046 | 2047 | 2048 | 2049 | 2050 | 2051 | 2052 | 2053 | 2054 | 2055:=
1 | 2.94 | 2.94 | 2.94 | 2.94 | 2.94 | 2.94 | 2.94 | 2.94 | 2.94 | 2.94 | 2.94 | 2.94 | 2.94 | 2.94 | 2.94 | 2.94 | 2.94 | 2.94 | 2.94 | 2.94 | 2.94 | 2.94 | 2.94 | 2.94 | 2.94 | 2.94 | 2.94 | 2.94 | 2.94 | 2.94 | 2.94 | 2.94 | 2.94 | 2.94 | 2.94 | 2.94
[REGION,METELTRH00,MEEL10000,*,*]:
| 2020 | 2021 | 2022 | 2023 | 2024 | 2025 | 2026 | 2027 | 2028 | 2029 | 2030 | 2031 | 2032 | 2033 | 2034 | 2035 | 2036 | 2037 | 2038 | 2039 | 2040 | 2041 | 2042 | 2043 | 2044 | 2045 | 2046 | 2047 | 2048 | 2049 | 2050 | 2051 | 2052 | 2053 | 2054 | 2055:=
1 | bar: 2020 to 2055:=
[REGION,METELDSH00,MEEL20000,*,*]:
2020 | 2020 | 2021 | 2022 | 2023 | 2024 | 2025 | 2026 | 2027 | 2028 | 2029 | 2030 | 2031 | 2032 | 2033 | 2034 | 2035 | 2036 | 2037 | 2038 | 2039 | 2040 | 2041 | 2042 | 2043 | 2044 | 2045 | 2046 | 2047 | 2048 | 2049 | 2050 | 2051 | 2052 | 2053 | 2054 | 2055:=
1 | 1 | 1 | 1 | 1 | 1 | 1 | 1 | 1 | 1 | 1 | 1 | 1 | 1 | 1 | 1 | 1 | 1 | 1 | 1 | 1 | 1 | 1 | 1 | 1 | 1 | 1 | 1 | 1 | 1 | 1 | 1 | 1 | 1 | 1 | 1 | 1
[REGION,METRDEXH00,MEEL10000,*,*]:
| 2020 | 2021 | 2022 | 2023 | 2024 | 2025 | 2026 | 2027 | 2028 | 2029 | 2030 | 2031 | 2032 | 2033 | 2034 | 2035 | 2036 | 2037 | 2038 | 2039 | 2040 | 2041 | 2042 | 2043 | 2044 | 2045 | 2046 | 2047 | 2048 | 2049 | 2050 | 2051 | 2052 | 2053 | 2054 | 2055:=
1 | bar: 2020 to 2055:=
# | 2020: [REGION,METRDITH00,MEEL10000,*,*]:
# |  | 2020 | 2021 | 2022 | 2023 | 2024 | 2025 | 2026 | 2027 | 2028 | 2029 | 2030 | 2031 | 2032 | 2033 | 2034 | 2035 | 2036 | 2037 | 2038 | 2039 | 2040 | 2041 | 2042 | 2043 | 2044 | 2045 | 2046 | 2047 | 2048 | 2049 | 2050 | 2051 | 2052 | 2053 | 2054 | 2055:=
# | 1 | bar: 2020 to 2055:=
# | [REGION,ITTRDMEH00,ITEL10000,*,*]:
# |  | 2020 | 2021 | 2022 | 2023 | 2024 | 2025 | 2026 | 2027 | 2028 | 2029 | 2030 | 2031 | 2032 | 2033 | 2034 | 2035 | 2036 | 2037 | 2038 | 2039 | 2040 | 2041 | 2042 | 2043 | 2044 | 2045 | 2046 | 2047 | 2048 | 2049 | 2050 | 2051 | 2052 | 2053 | 2054 | 2055:=
# | 1 | bar: 2020 to 2055:=
# | [REGION,METRDRSH00,MEEL10000,*,*]:
# |  | 2020 | 2021 | 2022 | 2023 | 2024 | 2025 | 2026 | 2027 | 2028 | 2029 | 2030 | 2031 | 2032 | 2033 | 2034 | 2035 | 2036 | 2037 | 2038 | 2039 | 2040 | 2041 | 2042 | 2043 | 2044 | 2045 | 2046 | 2047 | 2048 | 2049 | 2050 | 2051 | 2052 | 2053 | 2054 | 2055:=
# | 1 | bar: 2020 to 2055:=
# | [REGION,RSTRDMEH00,RSEL10000,*,*]:
# |  | 2020 | 2021 | 2022 | 2023 | 2024 | 2025 | 2026 | 2027 | 2028 | 2029 | 2030 | 2031 | 2032 | 2033 | 2034 | 2035 | 2036 | 2037 | 2038 | 2039 | 2040 | 2041 | 2042 | 2043 | 2044 | 2045 | 2046 | 2047 | 2048 | 2049 | 2050 | 2051 | 2052 | 2053 | 2054 | 2055:=
# | 1 | bar: 2020 to 2055:=
# | [REGION,METRDXKH00,MEEL10000,*,*]:
# |  | 2020 | 2021 | 2022 | 2023 | 2024 | 2025 | 2026 | 2027 | 2028 | 2029 | 2030 | 2031 | 2032 | 2033 | 2034 | 2035 | 2036 | 2037 | 2038 | 2039 | 2040 | 2041 | 2042 | 2043 | 2044 | 2045 | 2046 | 2047 | 2048 | 2049 | 2050 | 2051 | 2052 | 2053 | 2054 | 2055:=
# | 1 | bar: 2020 to 2055:=
# | [REGION,XKTRDMEH00,XKEL10000,*,*]:
# |  | 2020 | 2021 | 2022 | 2023 | 2024 | 2025 | 2026 | 2027 | 2028 | 2029 | 2030 | 2031 | 2032 | 2033 | 2034 | 2035 | 2036 | 2037 | 2038 | 2039 | 2040 | 2041 | 2042 | 2043 | 2044 | 2045 | 2046 | 2047 | 2048 | 2049 | 2050 | 2051 | 2052 | 2053 | 2054 | 2055:=
# | 1 | bar: 2020 to 2055:=
# | InputActivityRatio | 2020: -; 2021: Kosovo
[REGION,XKPCOSCHO0,XKCO00000,*,*]:
| 2020 | 2021 | 2022 | 2023 | 2024 | 2025 | 2026 | 2027 | 2028 | 2029 | 2030 | 2031 | 2032 | 2033 | 2034 | 2035 | 2036 | 2037 | 2038 | 2039 | 2040 | 2041 | 2042 | 2043 | 2044 | 2045 | 2046 | 2047 | 2048 | 2049 | 2050 | 2051 | 2052 | 2053 | 2054 | 2055:=
1 | 3.34 | 3.34 | 3.34 | 3.34 | 3.34 | 3.34 | 3.34 | 3.34 | 3.34 | 3.34 | 3.34 | 3.34 | 3.34 | 3.34 | 3.34 | 3.34 | 3.34 | 3.34 | 3.34 | 3.34 | 3.34 | 3.34 | 3.34 | 3.34 | 3.34 | 3.34 | 3.34 | 3.34 | 3.34 | 3.34 | 3.34 | 3.34 | 3.34 | 3.34 | 3.34 | 3.34
[REGION,XKPCOSCNO0,XKCO00000,*,*]:
| 2020 | 2021 | 2022 | 2023 | 2024 | 2025 | 2026 | 2027 | 2028 | 2029 | 2030 | 2031 | 2032 | 2033 | 2034 | 2035 | 2036 | 2037 | 2038 | 2039 | 2040 | 2041 | 2042 | 2043 | 2044 | 2045 | 2046 | 2047 | 2048 | 2049 | 2050 | 2051 | 2052 | 2053 | 2054 | 2055:=
1 | 2.5 | 2.5 | 2.5 | 2.5 | 2.5 | 2.5 | 2.5 | 2.5 | 2.5 | 2.5 | 2.5 | 2.5 | 2.5 | 2.5 | 2.5 | 2.5 | 2.5 | 2.5 | 2.5 | 2.5 | 2.5 | 2.5 | 2.5 | 2.5 | 2.5 | 2.5 | 2.5 | 2.5 | 2.5 | 2.5 | 2.5 | 2.5 | 2.5 | 2.5 | 2.5 | 2.5
[REGION,XKTELTRH00,XKEL10000,*,*]:
| 2020 | 2021 | 2022 | 2023 | 2024 | 2025 | 2026 | 2027 | 2028 | 2029 | 2030 | 2031 | 2032 | 2033 | 2034 | 2035 | 2036 | 2037 | 2038 | 2039 | 2040 | 2041 | 2042 | 2043 | 2044 | 2045 | 2046 | 2047 | 2048 | 2049 | 2050 | 2051 | 2052 | 2053 | 2054 | 2055:=
1 | bar: 2020 to 2055:=
[REGION,XKTELDSH00,XKEL20000,*,*]:
| 2020 | 2021 | 2022 | 2023 | 2024 | 2025 | 2026 | 2027 | 2028 | 2029 | 2030 | 2031 | 2032 | 2033 | 2034 | 2035 | 2036 | 2037 | 2038 | 2039 | 2040 | 2041 | 2042 | 2043 | 2044 | 2045 | 2046 | 2047 | 2048 | 2049 | 2050 | 2051 | 2052 | 2053 | 2054 | 2055:=
1 | bar: 2020 to 2055:=
[REGION,XKTRDEXH00,XKEL10000,*,*]:
| 2020 | 2021 | 2022 | 2023 | 2024 | 2025 | 2026 | 2027 | 2028 | 2029 | 2030 | 2031 | 2032 | 2033 | 2034 | 2035 | 2036 | 2037 | 2038 | 2039 | 2040 | 2041 | 2042 | 2043 | 2044 | 2045 | 2046 | 2047 | 2048 | 2049 | 2050 | 2051 | 2052 | 2053 | 2054 | 2055:=
1 | bar: 2020 to 2055:=
# | 2020: InputActivityRatio; 2021: -; 2022: Cascade
[REGION,MKCWTRS1BD,MKWTBDRS1,*,*]:
| 2020 | 2021 | 2022 | 2023 | 2024 | 2025 | 2026 | 2027 | 2028 | 2029 | 2030 | 2031 | 2032 | 2033 | 2034 | 2035 | 2036 | 2037 | 2038 | 2039 | 2040 | 2041 | 2042 | 2043 | 2044 | 2045 | 2046 | 2047 | 2048 | 2049 | 2050 | 2051 | 2052 | 2053 | 2054 | 2055:=
1 | bar: 2020 to 2055:=
[REGION,MKCWTRS2BD, | 2020: MKWTBDRS2,*,*]:
| 2020 | 2021 | 2022 | 2023 | 2024 | 2025 | 2026 | 2027 | 2028 | 2029 | 2030 | 2031 | 2032 | 2033 | 2034 | 2035 | 2036 | 2037 | 2038 | 2039 | 2040 | 2041 | 2042 | 2043 | 2044 | 2045 | 2046 | 2047 | 2048 | 2049 | 2050 | 2051 | 2052 | 2053 | 2054 | 2055:=
1 | bar: MKWTBDRS2,*,*]: 2020 to MKWTBDRS2,*,*]: 2055:=
[REGION,MKCWTRS3DD,MKWTBDRS3,*,*]:
| 2020 | 2021 | 2022 | 2023 | 2024 | 2025 | 2026 | 2027 | 2028 | 2029 | 2030 | 2031 | 2032 | 2033 | 2034 | 2035 | 2036 | 2037 | 2038 | 2039 | 2040 | 2041 | 2042 | 2043 | 2044 | 2045 | 2046 | 2047 | 2048 | 2049 | 2050 | 2051 | 2052 | 2053 | 2054 | 2055:=
1 | bar: 2020 to 2055:=
[REGION,ALCWTRS1DD,ALWTDDRS1,*,*]:
| 2020 | 2021 | 2022 | 2023 | 2024 | 2025 | 2026 | 2027 | 2028 | 2029 | 2030 | 2031 | 2032 | 2033 | 2034 | 2035 | 2036 | 2037 | 2038 | 2039 | 2040 | 2041 | 2042 | 2043 | 2044 | 2045 | 2046 | 2047 | 2048 | 2049 | 2050 | 2051 | 2052 | 2053 | 2054 | 2055:=
1 | bar: 2020 to 2055:=
[REGION,ALCWTRS2DD,ALWTDDRS2,*,*]:
| 2020 | 2021 | 2022 | 2023 | 2024 | 2025 | 2026 | 2027 | 2028 | 2029 | 2030 | 2031 | 2032 | 2033 | 2034 | 2035 | 2036 | 2037 | 2038 | 2039 | 2040 | 2041 | 2042 | 2043 | 2044 | 2045 | 2046 | 2047 | 2048 | 2049 | 2050 | 2051 | 2052 | 2053 | 2054 | 2055:=
1 | bar: 2020 to 2055:=
[REGION,ALCWTRS3DD,ALWTDDRS3,*,*]:
| 2020 | 2021 | 2022 | 2023 | 2024 | 2025 | 2026 | 2027 | 2028 | 2029 | 2030 | 2031 | 2032 | 2033 | 2034 | 2035 | 2036 | 2037 | 2038 | 2039 | 2040 | 2041 | 2042 | 2043 | 2044 | 2045 | 2046 | 2047 | 2048 | 2049 | 2050 | 2051 | 2052 | 2053 | 2054 | 2055:=
1 | bar: 2020 to 2055:=
[REGION,ALCWTRS4DD,ALWTDDRS4,*,*]:
| 2020 | 2021 | 2022 | 2023 | 2024 | 2025 | 2026 | 2027 | 2028 | 2029 | 2030 | 2031 | 2032 | 2033 | 2034 | 2035 | 2036 | 2037 | 2038 | 2039 | 2040 | 2041 | 2042 | 2043 | 2044 | 2045 | 2046 | 2047 | 2048 | 2049 | 2050 | 2051 | 2052 | 2053 | 2054 | 2055:=
1 | bar: 2020 to 2055:=

## OutputActivityRatio
[region | BDRS1 | W_BDRS1 | * | *]:
OutputActivityRatio
Ratio
Techology | Fuel | m | 2020 | 2021 | 2022 | 2023 | 2024 | 2025 | 2026 | 2027 | 2028 | 2029 | 2030 | 2031 | 2032 | 2033 | 2034 | 2035 | 2036 | 2037 | 2038 | 2039 | 2040 | 2041 | 2042 | 2043 | 2044 | 2045 | 2046 | 2047 | 2048 | 2049 | 2050 | 2051 | 2052 | 2053 | 2054 | 2055:=
BACKSTOP1 | ALEL1 | 1 | bar: Ratio 2020 to Ratio 2055:=
ALNGEXT | ALNG | 1 | bar: Ratio 2020 to Ratio 2055:=
ALNGIMP | ALNG | 1 | bar: Ratio 2020 to Ratio 2055:=
ALHYDMhI | ALEL1 | 1 | bar: Ratio 2020 to Ratio 2055:=
ALHYDMhI1 | ALEL1 | 2 | bar: Ratio 2020 to Ratio 2055:=
ALHYDMhI1 | W_DRS2 | 2 | 988 | 988 | 988 | 988 | 988 | 988 | 988 | 988 | 988 | 988 | 988 | 988 | 988 | 988 | 988 | 988 | 988 | 988 | 988 | 988 | 988 | 988 | 988 | 988 | 988 | 988 | 988 | 988 | 988 | 988 | 988 | 988 | 988 | 988 | 988 | 988
ALHYDMhI2 | ALEL1 | 2 | bar: Ratio 2020 to Ratio 2055:=
ALHYDMhI2 | W_DRS3 | 2 | 1200 | 1200 | 1200 | 1200 | 1200 | 1200 | 1200 | 1200 | 1200 | 1200 | 1200 | 1200 | 1200 | 1200 | 1200 | 1200 | 1200 | 1200 | 1200 | 1200 | 1200 | 1200 | 1200 | 1200 | 1200 | 1200 | 1200 | 1200 | 1200 | 1200 | 1200 | 1200 | 1200 | 1200 | 1200 | 1200
ALHYDMhI3 | ALEL1 | 2 | bar: Ratio 2020 to Ratio 2055:=
ALHYDMhI3 | W_DRS4 | 2 | 2260 | 2260 | 2260 | 2260 | 2260 | 2260 | 2260 | 2260 | 2260 | 2260 | 2260 | 2260 | 2260 | 2260 | 2260 | 2260 | 2260 | 2260 | 2260 | 2260 | 2260 | 2260 | 2260 | 2260 | 2260 | 2260 | 2260 | 2260 | 2260 | 2260 | 2260 | 2260 | 2260 | 2260 | 2260 | 2260
ALHYDMhO | ALEL1 | 1 | bar: Ratio 2020 to Ratio 2055:=
ALHYRRhI | ALEL1 | 1 | bar: Ratio 2020 to Ratio 2055:=
ALHYRRhO | ALEL1 | 1 | bar: Ratio 2020 to Ratio 2055:=
ALHYSHhI | ALEL1 | 1 | bar: Ratio 2020 to Ratio 2055:=
ALHYSHhO | ALEL1 | 1 | bar: Ratio 2020 to Ratio 2055:=
ALNGCCnO | ALEL1 | 1 | bar: Ratio 2020 to Ratio 2055:=
ALSOU1O | ALEL1 | 1 | bar: Ratio 2020 to Ratio 2055:=
ALSOU1I | ALEL1 | 1 | bar: Ratio 2020 to Ratio 2055:=
ALWI30O | ALEL1 | 1 | bar: Ratio 2020 to Ratio 2055:=
ALWI30I | ALEL1 | 1 | bar: Ratio 2020 to Ratio 2055:=
ALELTRS | ALEL2 | 1 | 0.9788 | 0.9788 | 0.9788 | 0.9788 | 0.9788 | 0.9788 | 0.9788 | 0.9788 | 0.9788 | 0.9788 | 0.9788 | 0.9788 | 0.9788 | 0.9788 | 0.9788 | 0.9788 | 0.9788 | 0.9788 | 0.9788 | 0.9788 | 0.9788 | 0.9788 | 0.9788 | 0.9788 | 0.9788 | 0.9788 | 0.9788 | 0.9788 | 0.9788 | 0.9788 | 0.9788 | 0.9788 | 0.9788 | 0.9788 | 0.9788 | 0.9788
ALELDIS | ALEL3 | 1 | 0.769 | 0.769 | 0.769 | 0.769 | 0.769 | 0.819 | 0.819 | 0.819 | 0.819 | 0.819 | 0.869 | 0.869 | 0.869 | 0.869 | 0.869 | 0.919 | 0.919 | 0.919 | 0.919 | 0.919 | 0.919 | 0.919 | 0.919 | 0.919 | 0.919 | 0.919 | 0.919 | 0.919 | 0.919 | 0.919 | 0.919 | 0.919 | 0.919 | 0.919 | 0.919 | 0.919
ALELGR | GREL1 | 1 | bar: Ratio 2020 to Ratio 2055:=
ALELXK | XKEL1 | 1 | bar: Ratio 2020 to Ratio 2055:=
ALELMK | MKEL1 | 1 | bar: Ratio 2020 to Ratio 2055:=
ALELME | MEEL1 | 1 | bar: Ratio 2020 to Ratio 2055:=
GRELAL | ALEL1 | 1 | bar: Ratio 2020 to Ratio 2055:=
XKELAL | ALEL1 | 1 | bar: Ratio 2020 to Ratio 2055:=
MKELAL | ALEL1 | 1 | bar: Ratio 2020 to Ratio 2055:=
BACKSTOP2 | MKEL1 | 1 | bar: Ratio 2020 to Ratio 2055:=
MKCOEXT | MKCO | 1 | bar: Ratio 2020 to Ratio 2055:=
MKCOIMP | MKCO | 1 | bar: Ratio 2020 to Ratio 2055:=
MKHFIMP | MKHF | 1 | bar: Ratio 2020 to Ratio 2055:=
MKNGIMP | MKNG | 1 | bar: Ratio 2020 to Ratio 2055:=
MKCOSChO | MKEL1 | 1 | bar: Ratio 2020 to Ratio 2055:=
MKHFSChO | MKEL1 | 1 | bar: Ratio 2020 to Ratio 2055:=
MKHYDMhI1 | MKEL1 | 2 | bar: Ratio 2020 to Ratio 2055:=
MKHYDMhI1 | W_BDRS2 | 2 | 1190 | 1190 | 1190 | 1190 | 1190 | 1190 | 1190 | 1190 | 1190 | 1190 | 1190 | 1190 | 1190 | 1190 | 1190 | 1190 | 1190 | 1190 | 1190 | 1190 | 1190 | 1190 | 1190 | 1190 | 1190 | 1190 | 1190 | 1190 | 1190 | 1190 | 1190 | 1190 | 1190 | 1190 | 1190 | 1190
MKHYDMhI2 | MKEL1 | 2 | bar: Ratio 2020 to Ratio 2055:=
MKHYDMhI2 | W_BDRS3 | 2 | 1286 | 1286 | 1286 | 1286 | 1286 | 1286 | 1286 | 1286 | 1286 | 1286 | 1286 | 1286 | 1286 | 1286 | 1286 | 1286 | 1286 | 1286 | 1286 | 1286 | 1286 | 1286 | 1286 | 1286 | 1286 | 1286 | 1286 | 1286 | 1286 | 1286 | 1286 | 1286 | 1286 | 1286 | 1286 | 1286
MKHYDMhO | MKEL1 | 1 | bar: Ratio 2020 to Ratio 2055:=
MKHYRRhO | MKEL1 | 1 | bar: Ratio 2020 to Ratio 2055:=
MKHYSHhO | MKEL1 | 1 | bar: Ratio 2020 to Ratio 2055:=
MKNGCHhO | MKEL1 | 1 | bar: Ratio 2020 to Ratio 2055:=
To add details | MKEL2 | 1 | bar: Ratio 2020 to Ratio 2055:=
MKSOU1O | MKEL1 | 1 | bar: Ratio 2020 to Ratio 2055:=
MKSOU1I | MKEL2 | 1 | bar: Ratio 2020 to Ratio 2055:=
To add details | MKEL1 | 1 | bar: Ratio 2020 to Ratio 2055:=
MKWI30I | MKEL1 | 1 | bar: Ratio 2020 to Ratio 2055:=
MKELTRS | MKEL2 | 1 | 0.9844 | 0.9844 | 0.9844 | 0.9844 | 0.9844 | 0.9844 | 0.9844 | 0.9844 | 0.9844 | 0.9844 | 0.9844 | 0.9844 | 0.9844 | 0.9844 | 0.9844 | 0.9844 | 0.9844 | 0.9844 | 0.9844 | 0.9844 | 0.9844 | 0.9844 | 0.9844 | 0.9844 | 0.9844 | 0.9844 | 0.9844 | 0.9844 | 0.9844 | 0.9844 | 0.9844 | 0.9844 | 0.9844 | 0.9844 | 0.9844 | 0.9844
MKELDIS | MKEL3 | 1 | 0.8808 | 0.8808 | 0.8808 | 0.8808 | 0.8808 | 0.9108 | 0.9108 | 0.9108 | 0.9108 | 0.9108 | 0.9408 | 0.9408 | 0.9408 | 0.9408 | 0.9408 | 0.9608 | 0.9608 | 0.9608 | 0.9608 | 0.9608 | 0.9608 | 0.9608 | 0.9608 | 0.9608 | 0.9608 | 0.9608 | 0.9608 | 0.9608 | 0.9608 | 0.9608 | 0.9608 | 0.9608 | 0.9608 | 0.9608 | 0.9608 | 0.9608
MKELBG | BGEL1 | 1 | bar: Ratio 2020 to Ratio 2055:=
BGELMK | MKEL1 | 1 | bar: Ratio 2020 to Ratio 2055:=
MKELGR | GREL1 | 1 | bar: Ratio 2020 to Ratio 2055:=
GRELMK | MKEL1 | 1 | bar: Ratio 2020 to Ratio 2055:=
MKELRS | RSEL1 | 1 | bar: Ratio 2020 to Ratio 2055:=
RSELMK | MKEL1 | 1 | bar: Ratio 2020 to Ratio 2055:=
MKELXK | XKEL1 | 1 | bar: Ratio 2020 to Ratio 2055:=
XKELMK | MKEL1 | 1 | bar: Ratio 2020 to Ratio 2055:=
BACKSTOP3 | MEEL1 | 1 | bar: Ratio 2020 to Ratio 2055:=
MECOEXT | MECO | 1 | bar: Ratio 2020 to Ratio 2055:=
MECOIMP | MECO | 1 | bar: Ratio 2020 to Ratio 2055:=
MEHYDMhI | MEEL1 | 1 | bar: Ratio 2020 to Ratio 2055:=
MEHYDMhO | MEEL1 | 1 | bar: Ratio 2020 to Ratio 2055:=
MEHYRRnO | MEEL1 | 1 | bar: Ratio 2020 to Ratio 2055:=
MEHYRRnI | MEEL1 | 1 | bar: Ratio 2020 to Ratio 2055:=
MESOU1O | MEEL1 | 1 | bar: Ratio 2020 to Ratio 2055:=
MESOU1I | MEEL2 | 1 | 2 | 2 | 2 | 2 | 2 | 2 | 2 | 2 | 2 | 2 | 2 | 2 | 2 | 2 | 2 | 2 | 2 | 2 | 2 | 2 | 2 | 2 | 2 | 2 | 2 | 2 | 2 | 2 | 2 | 2 | 2 | 2 | 2 | 2 | 2 | 2
MECOSChO | MEEL1 | 1 | bar: Ratio 2020 to Ratio 2055:=
MECOSCnO | MEEL1 | 1 | bar: Ratio 2020 to Ratio 2055:=
MECOSCnI | MEEL1 | 1 | bar: Ratio 2020 to Ratio 2055:=
MEWI30I | MEEL1 | 1 | bar: Ratio 2020 to Ratio 2055:=
MEWI30O | MEEL1 | 1 | bar: Ratio 2020 to Ratio 2055:=
MEELTRS | MEEL2 | 1 | 0.982 | 0.982 | 0.982 | 0.982 | 0.982 | 0.982 | 0.982 | 0.982 | 0.982 | 0.982 | 0.982 | 0.982 | 0.982 | 0.982 | 0.982 | 0.982 | 0.982 | 0.982 | 0.982 | 0.982 | 0.982 | 0.982 | 0.982 | 0.982 | 0.982 | 0.982 | 0.982 | 0.982 | 0.982 | 0.982 | 0.982 | 0.982 | 0.982 | 0.982 | 0.982 | 0.982
MEELDIS | MEEL3 | 1 | 0.88 | 0.88 | 0.88 | 0.88 | 0.88 | 0.91 | 0.91 | 0.91 | 0.91 | 0.91 | 0.94 | 0.94 | 0.94 | 0.94 | 0.94 | 0.96 | 0.96 | 0.96 | 0.96 | 0.96 | 0.96 | 0.96 | 0.96 | 0.96 | 0.96 | 0.96 | 0.96 | 0.96 | 0.96 | 0.96 | 0.96 | 0.96 | 0.96 | 0.96 | 0.96 | 0.96
ITELME | MEEL1 | 1 | bar: Ratio 2020 to Ratio 2055:=
MEELAL | MEAL1 | 1 | bar: Ratio 2020 to Ratio 2055:=
MEELBA | BAEL1 | 1 | bar: Ratio 2020 to Ratio 2055:=
MEELIT | ITEL1 | 1 | bar: Ratio 2020 to Ratio 2055:=
MEELRS | RSEL1 | 1 | bar: Ratio 2020 to Ratio 2055:=
MEELXK | XKEL1 | 1 | bar: Ratio 2020 to Ratio 2055:=
BACKSTOP4 | XKEL1 | 1 | bar: Ratio 2020 to Ratio 2055:=
XKCOEXT | XKCO | 1 | bar: Ratio 2020 to Ratio 2055:=
XKCOIMP | XKCO | 1 | bar: Ratio 2020 to Ratio 2055:=
XKCOSChO | XKEL1 | 1 | bar: Ratio 2020 to Ratio 2055:=
XKCOSCnO | XKEL2 | 1 | 2 | 2 | 2 | 2 | 2 | 2 | 2 | 2 | 2 | 2 | 2 | 2 | 2 | 2 | 2 | 2 | 2 | 2 | 2 | 2 | 2 | 2 | 2 | 2 | 2 | 2 | 2 | 2 | 2 | 2 | 2 | 2 | 2 | 2 | 2 | 2
XKHYRRhO | XKEL1 | 1 | bar: Ratio 2020 to Ratio 2055:=
XKHYRRnO | XKEL1 | 1 | bar: Ratio 2020 to Ratio 2055:=
XKSOU1O | XKEL1 | 1 | bar: Ratio 2020 to Ratio 2055:=
XKSOU1I | XKEL2 | 1 | bar: Ratio 2020 to Ratio 2055:=
XKWI25O | XKEL1 | 1 | bar: Ratio 2020 to Ratio 2055:=
XKWI25I | XKEL1 | 1 | bar: Ratio 2020 to Ratio 2055:=
XKELTRS | XKEL2 | 1 | 0.981 | 0.981 | 0.981 | 0.981 | 0.981 | 0.981 | 0.981 | 0.981 | 0.981 | 0.981 | 0.981 | 0.981 | 0.981 | 0.981 | 0.981 | 0.981 | 0.981 | 0.981 | 0.981 | 0.981 | 0.981 | 0.981 | 0.981 | 0.981 | 0.981 | 0.981 | 0.981 | 0.981 | 0.981 | 0.981 | 0.981 | 0.981 | 0.981 | 0.981 | 0.981 | 0.981
XKELDIS | XKEL1 | 1 | 0.736 | 0.736 | 0.736 | 0.736 | 0.736 | 0.786 | 0.786 | 0.786 | 0.786 | 0.786 | 0.836 | 0.836 | 0.836 | 0.836 | 0.836 | 0.886 | 0.886 | 0.886 | 0.886 | 0.886 | 0.886 | 0.886 | 0.886 | 0.886 | 0.886 | 0.886 | 0.886 | 0.886 | 0.886 | 0.886 | 0.886 | 0.886 | 0.886 | 0.886 | 0.886 | 0.886
XKELME | MEEL1 | 1 | bar: Ratio 2020 to Ratio 2055:=
LakeOhrid | W_BDRS1 | 1 | bar: Ratio 2020 to Ratio 2055:=
BDCT1 | W_BDRS1 | 1 | bar: Ratio 2020 to Ratio 2055:=
BDRS1 | W_Glob | 1 | bar: Ratio 2020 to Ratio 2055:=
SPL1 | W_BDRS2 | 1 | bar: Ratio 2020 to Ratio 2055:=
BDCT2 | W_BDRS2 | 1 | bar: Ratio 2020 to Ratio 2055:=
BDRS2 | W_Shpi | 1 | bar: Ratio 2020 to Ratio 2055:=
SPL2 | W_BDRS3 | 1 | bar: Ratio 2020 to Ratio 2055:=
BDCT3 | W_BDRS3 | 1 | bar: Ratio 2020 to Ratio 2055:=
BDRS3 | W_DRS1 | 1 | bar: Ratio 2020 to Ratio 2055:=
SPL3 | W_DRS1 | 1 | bar: Ratio 2020 to Ratio 2055:=
WDRS1 | W_DRS1 | 1 | bar: Ratio 2020 to Ratio 2055:=
DCT1 | W_DRS1 | 1 | bar: Ratio 2020 to Ratio 2055:=
DRS1 | W_Fier | 1 | bar: Ratio 2020 to Ratio 2055:=
SPL4 | W_DRS2 | 1 | bar: Ratio 2020 to Ratio 2055:=
DCT2 | W_DRS2 | 1 | bar: Ratio 2020 to Ratio 2055:=
DRS2 | W_Koma | 1 | bar: Ratio 2020 to Ratio 2055:=
SPL5 | W_DRS3 | 1 | bar: Ratio 2020 to Ratio 2055:=
DCT3 | W_DRS3 | 1 | bar: Ratio 2020 to Ratio 2055:=
DRS3 | W_Vaud | 1 | bar: Ratio 2020 to Ratio 2055:=
SPL6 | W_DRS4 | 1 | bar: Ratio 2020 to Ratio 2055:=
DCT4 | W_DRS4 | 1 | bar: Ratio 2020 to Ratio 2055:=
DRS4 | W_DrinOutflow | 1 | bar: Ratio 2020 to Ratio 2055:=
Option 1 Step decrease
[8 empty] | 0.03 |  |  |  |  | 0.03 |  |  |  |  | 0.02
[8 empty] | 0.05 |  |  |  |  | 0.05 |  |  |  |  | 0.05
|  |  | 2020 | 2021 | 2022 | 2023 | 2024 | 2025 | 2026 | 2027 | 2028 | 2029 | 2030 | 2031 | 2032 | 2033 | 2034 | 2035 | 2036 | 2037 | 2038 | 2039 | 2040 | 2041 | 2042 | 2043 | 2044 | 2045:=
ALELTRS | ALEL2 | 1 | 0.9788 | 0.9788 | 0.9788 | 0.9788 | 0.9788 | 0.9788 | 0.9788 | 0.9788 | 0.9788 | 0.9788 | 0.9788 | 0.9788 | 0.9788 | 0.9788 | 0.9788 | 0.9788 | 0.9788 | 0.9788 | 0.9788 | 0.9788 | 0.9788 | 0.9788 | 0.9788 | 0.9788 | 0.9788 | 0.9788
ALELDIS | ALEL3 | 1 | 0.769 | 0.769 | 0.769 | 0.769 | 0.769 | 0.819 | 0.819 | 0.819 | 0.819 | 0.819 | 0.869 | 0.869 | 0.869 | 0.869 | 0.869 | 0.919 | 0.919 | 0.919 | 0.919 | 0.919 | 0.919 | 0.769 | 0.769 | 0.769 | 0.769 | 0.769
MKELTRS | MKEL2 | 1 | 0.9844 | 0.9844 | 0.9844 | 0.9844 | 0.9844 | 0.9844 | 0.9844 | 0.9844 | 0.9844 | 0.9844 | 0.9844 | 0.9844 | 0.9844 | 0.9844 | 0.9844 | 0.9844 | 0.9844 | 0.9844 | 0.9844 | 0.9844 | 0.9844 | 0.9844 | 0.9844 | 0.9844 | 0.9844 | 0.9844
MKELDIS | MKEL3 | 1 | 0.8808 | 0.8808 | 0.8808 | 0.8808 | 0.8808 | 0.8808 | 0.8808 | 0.8808 | 0.8808 | 0.8808 | 0.8808 | 0.8808 | 0.8808 | 0.8808 | 0.8808 | 0.8808 | 0.8808 | 0.8808 | 0.8808 | 0.8808 | 0.8808 | 0.8808 | 0.8808 | 0.8808 | 0.8808 | 0.8808
MEELTRS | MEEL2 | 1 | 0.982 | 0.982 | 0.982 | 0.982 | 0.982 | 0.982 | 0.982 | 0.982 | 0.982 | 0.982 | 0.982 | 0.982 | 0.982 | 0.982 | 0.982 | 0.982 | 0.982 | 0.982 | 0.982 | 0.982 | 0.982 | 0.982 | 0.982 | 0.982 | 0.982 | 0.982
MEELDIS | MEEL3 | 1 | 0.88 | 0.88 | 0.88 | 0.88 | 0.88 | 0.88 | 0.88 | 0.88 | 0.88 | 0.88 | 0.88 | 0.88 | 0.88 | 0.88 | 0.88 | 0.88 | 0.88 | 0.88 | 0.88 | 0.88 | 0.88 | 0.88 | 0.88 | 0.88 | 0.88 | 0.88
XKELTRS | XKEL2 | 1 | 0.981 | 0.981 | 0.981 | 0.981 | 0.981 | 0.981 | 0.981 | 0.981 | 0.981 | 0.981 | 0.981 | 0.981 | 0.981 | 0.981 | 0.981 | 0.981 | 0.981 | 0.981 | 0.981 | 0.981 | 0.981 | 0.981 | 0.981 | 0.981 | 0.981 | 0.981
XKELDIS | XKEL1 | 1 | 0.736 | 0.736 | 0.736 | 0.736 | 0.736 | 0.736 | 0.736 | 0.736 | 0.736 | 0.736 | 0.736 | 0.736 | 0.736 | 0.736 | 0.736 | 0.736 | 0.736 | 0.736 | 0.736 | 0.736 | 0.736 | 0.736 | 0.736 | 0.736 | 0.736 | 0.736
Option 2 annual decrease
|  |  | 0.005 | 0.005 | 0.005 | 0.005 | 0.005 | 0.005 | 0.005 | 0.005 | 0.005 | 0.005 | 0.005 | 0.005 | 0.005 | 0.005 | 0.005 | 0.005 | 0.005 | 0.005 | 0.005 | 0.005 | 0.005 | 0.005 | 0.005 | 0.005 | 0.005 | 0.005
|  |  | 0.01 | 0.01 | 0.01 | 0.01 | 0.01 | 0.01 | 0.01 | 0.01 | 0.01 | 0.01 | 0.01 | 0.01 | 0.01 | 0.01 | 0.01 | 0.01 | 0.01 | 0.01 | 0.01 | 0.01 | 0.01 | 0.01 | 0.01 | 0.01 | 0.01 | 0.01
|  |  | 2020 | 2021 | 2022 | 2023 | 2024 | 2025 | 2026 | 2027 | 2028 | 2029 | 2030 | 2031 | 2032 | 2033 | 2034 | 2035 | 2036 | 2037 | 2038 | 2039 | 2040 | 2041 | 2042 | 2043 | 2044 | 2045:=
ALELTRS | ALEL2 | 1 | 0.9788 | 0.9788 | 0.9788 | 0.9788 | 0.9788 | 0.9788 | 0.9788 | 0.9788 | 0.9788 | 0.9788 | 0.9788 | 0.9788 | 0.9788 | 0.9788 | 0.9788 | 0.9788 | 0.9788 | 0.9788 | 0.9788 | 0.9788 | 0.9788 | 0.9788 | 0.9788 | 0.9788 | 0.9788 | 0.9788
ALELDIS | ALEL3 | 1 | 0.769 | 0.779 | 0.789 | 0.799 | 0.809 | 0.819 | 0.829 | 0.839 | 0.849 | 0.859 | 0.869 | 0.879 | 0.889 | 0.899 | 0.909 | 0.919 | 0.929 | 0.939 | 0.949 | 0.959 | 0.969 | 0.974 | 0.979 | 0.984 | 0.989 | 0.994
MKELTRS | MKEL2 | 1 | 0.9844 | 0.9844 | 0.9844 | 0.9844 | 0.9844 | 0.9844 | 0.9844 | 0.9844 | 0.9844 | 0.9844 | 0.9844 | 0.9844 | 0.9844 | 0.9844 | 0.9844 | 0.9844 | 0.9844 | 0.9844 | 0.9844 | 0.9844 | 0.9844 | 0.9844 | 0.9844 | 0.9844 | 0.9844 | 0.9844
MKELDIS | MKEL3 | 1 | 0.8808 | 0.8858 | 0.8908 | 0.8958 | 0.9008 | 0.9058 | 0.9108 | 0.9158 | 0.9208 | 0.9258 | 0.9308 | 0.9358 | 0.9408 | 0.9458 | 0.9508 | 0.9558 | 0.9608 | 0.9658 | 0.9708 | 0.9758 | 0.9808 | 0.9858 | 0.9908 | 0.9958 | 0.9958 | 0.9958
MEELTRS | MEEL2 | 1 | 0.982 | 0.982 | 0.982 | 0.982 | 0.982 | 0.982 | 0.982 | 0.982 | 0.982 | 0.982 | 0.982 | 0.982 | 0.982 | 0.982 | 0.982 | 0.982 | 0.982 | 0.982 | 0.982 | 0.982 | 0.982 | 0.982 | 0.982 | 0.982 | 0.982 | 0.982
MEELDIS | MEEL3 | 1 | 0.88 | 0.885 | 0.89 | 0.895 | 0.9 | 0.905 | 0.91 | 0.915 | 0.92 | 0.925 | 0.93 | 0.935 | 0.94 | 0.945 | 0.95 | 0.955 | 0.96 | 0.965 | 0.97 | 0.975 | 0.98 | 0.985 | 0.99 | 0.995 | 0.995 | 0.995
XKELTRS | XKEL2 | 1 | 0.981 | 0.981 | 0.981 | 0.981 | 0.981 | 0.981 | 0.981 | 0.981 | 0.981 | 0.981 | 0.981 | 0.981 | 0.981 | 0.981 | 0.981 | 0.981 | 0.981 | 0.981 | 0.981 | 0.981 | 0.981 | 0.981 | 0.981 | 0.981 | 0.981 | 0.981
XKELDIS | XKEL1 | 1 | 0.736 | 0.746 | 0.756 | 0.766 | 0.776 | 0.786 | 0.796 | 0.806 | 0.816 | 0.826 | 0.836 | 0.846 | 0.856 | 0.866 | 0.876 | 0.886 | 0.896 | 0.906 | 0.916 | 0.926 | 0.936 | 0.946 | 0.956 | 0.966 | 0.976 | 0.986
|  |  | AL | 22.1% | 21.1% | 20.1% | 19.1% | 18.1% | 17.1% | 16.1% | 15.1% | 14.1% | 13.1% | 12.1% | 11.1% | 10.1% | 9.1% | 8.1% | 7.1% | 6.1% | 5.1% | 4.1% | 3.1%
|  |  | MK | 11.42% | 10.92% | 10.42% | 9.92% | 9.42% | 8.92% | 8.42% | 7.92% | 7.42% | 6.92% | 6.42% | 5.92% | 5.42% | 4.92% | 4.42% | 3.92% | 3.42% | 2.92% | 2.42% | 1.92%
|  |  | ME | 11.5% | 11% | 10.5% | 10% | 9.5% | 9% | 8.5% | 8% | 7.5% | 7% | 6.5% | 6% | 5.5% | 5% | 4.5% | 4% | 3.5% | 3% | 2.5% | 2%
Option 3 No change |  |  | XK | 25.4% | 24.4% | 23.4% | 22.4% | 21.4% | 20.4% | 19.4% | 18.4% | 17.4% | 16.4% | 15.4% | 14.4% | 13.4% | 12.4% | 11.4% | 10.4% | 9.4% | 8.4% | 7.4% | 6.4%
|  |  | 2020 | 2021 | 2022 | 2023 | 2024 | 2025 | 2026 | 2027 | 2028 | 2029 | 2030 | 2031 | 2032 | 2033 | 2034 | 2035 | 2036 | 2037 | 2038 | 2039 | 2040 | 2041 | 2042 | 2043 | 2044 | 2045:=
ALELTRS | ALEL2 | 1 | 0.9788 | 0.9788 | 0.9788 | 0.9788 | 0.9788 | 0.9788 | 0.9788 | 0.9788 | 0.9788 | 0.9788 | 0.9788 | 0.9788 | 0.9788 | 0.9788 | 0.9788 | 0.9788 | 0.9788 | 0.9788 | 0.9788 | 0.9788 | 0.9788 | 0.9788 | 0.9788 | 0.9788 | 0.9788 | 0.9788
ALELDIS | ALEL3 | 1 | 0.769 | 0.769 | 0.769 | 0.769 | 0.769 | 0.769 | 0.769 | 0.769 | 0.769 | 0.769 | 0.769 | 0.769 | 0.769 | 0.769 | 0.769 | 0.769 | 0.769 | 0.769 | 0.769 | 0.769 | 0.769 | 0.769 | 0.769 | 0.769 | 0.769 | 0.769
MKELTRS | MKEL2 | 1 | 0.9844 | 0.9844 | 0.9844 | 0.9844 | 0.9844 | 0.9844 | 0.9844 | 0.9844 | 0.9844 | 0.9844 | 0.9844 | 0.9844 | 0.9844 | 0.9844 | 0.9844 | 0.9844 | 0.9844 | 0.9844 | 0.9844 | 0.9844 | 0.9844 | 0.9844 | 0.9844 | 0.9844 | 0.9844 | 0.9844
MKELDIS | MKEL3 | 1 | 0.8808 | 0.8808 | 0.8808 | 0.8808 | 0.8808 | 0.8808 | 0.8808 | 0.8808 | 0.8808 | 0.8808 | 0.8808 | 0.8808 | 0.8808 | 0.8808 | 0.8808 | 0.8808 | 0.8808 | 0.8808 | 0.8808 | 0.8808 | 0.8808 | 0.8808 | 0.8808 | 0.8808 | 0.8808 | 0.8808
MEELTRS | MEEL2 | 1 | 0.982 | 0.982 | 0.982 | 0.982 | 0.982 | 0.982 | 0.982 | 0.982 | 0.982 | 0.982 | 0.982 | 0.982 | 0.982 | 0.982 | 0.982 | 0.982 | 0.982 | 0.982 | 0.982 | 0.982 | 0.982 | 0.982 | 0.982 | 0.982 | 0.982 | 0.982
MEELDIS | MEEL3 | 1 | 0.88 | 0.88 | 0.88 | 0.88 | 0.88 | 0.88 | 0.88 | 0.88 | 0.88 | 0.88 | 0.88 | 0.88 | 0.88 | 0.88 | 0.88 | 0.88 | 0.88 | 0.88 | 0.88 | 0.88 | 0.88 | 0.88 | 0.88 | 0.88 | 0.88 | 0.88
XKELTRS | XKEL2 | 1 | 0.981 | 0.981 | 0.981 | 0.981 | 0.981 | 0.981 | 0.981 | 0.981 | 0.981 | 0.981 | 0.981 | 0.981 | 0.981 | 0.981 | 0.981 | 0.981 | 0.981 | 0.981 | 0.981 | 0.981 | 0.981 | 0.981 | 0.981 | 0.981 | 0.981 | 0.981
XKELDIS | XKEL1 | 1 | 0.736 | 0.736 | 0.736 | 0.736 | 0.736 | 0.736 | 0.736 | 0.736 | 0.736 | 0.736 | 0.736 | 0.736 | 0.736 | 0.736 | 0.736 | 0.736 | 0.736 | 0.736 | 0.736 | 0.736 | 0.736 | 0.736 | 0.736 | 0.736 | 0.736 | 0.736

## Activity
param | TotalTechnologyAnnualActivityUpperLimit | default | 99999 | :=
; | [6 empty] | LakeOhrid | BDCT1 | BDCT2 | BDCT3 | WDRS1 | DCT1 | DCT2 | DCT3 | DCT4:=
[6 empty] | region | 642 | 76 | 495 | 922 | 1641 | 932 | 2219 | 409 | 767
param | TotalTechnologyModelPeriodActivityLowerLimit | default | 0 | :=
;
param | TotalTechnologyModelPeriodActivityUpperLimit | default | 99999 | :=
;
param | TradeRoute | default | 0 | :=
;
param | TotalTechnologyAnnualActivityLowerLimit | default | 0 | :=
[region,*,*]:
Avg Years
| 2020 | 2021 | 2022 | 2023 | 2024 | 2025 | 2026 | 2027 | 2028 | 2029 | 2030 | 2031 | 2032 | 2033 | 2034 | 2035 | 2036 | 2037 | 2038 | 2039 | 2040 | 2041 | 2042 | 2043 | 2044 | 2045 | 2046 | 2047 | 2048 | 2049 | 2050 | 2051 | 2052 | 2053 | 2054 | 2055:=
MKCWTLK0BD | 642 | 642 | 642 | 642 | 642 | 642 | 642 | 642 | 642 | 642 | 642 | 642 | 642 | 642 | 642 | 642 | 642 | 642 | 642 | 642 | 642 | 642 | 642 | 642 | 642 | 642 | 642 | 642 | 642 | 642 | 642 | 642 | 642 | 642 | 642 | 642
MKCWTCT1BD | 76 | 76 | 76 | 76 | 76 | 76 | 76 | 76 | 76 | 76 | 76 | 76 | 76 | 76 | 76 | 76 | 76 | 76 | 76 | 76 | 76 | 76 | 76 | 76 | 76 | 76 | 76 | 76 | 76 | 76 | 76 | 76 | 76 | 76 | 76 | 76
MKCWTSP1BD | 120 | 120 | 120 | 120 | 120 | 120 | 120 | 120 | 120 | 120 | 120 | 120 | 120 | 120 | 120 | 120 | 120 | 120 | 120 | 120 | 120 | 120 | 120 | 120 | 120 | 120 | 120 | 120 | 120 | 120 | 120 | 120 | 120 | 120 | 120 | 120
MKCWTCT2BD | 495 | 495 | 495 | 495 | 495 | 495 | 495 | 495 | 495 | 495 | 495 | 495 | 495 | 495 | 495 | 495 | 495 | 495 | 495 | 495 | 495 | 495 | 495 | 495 | 495 | 495 | 495 | 495 | 495 | 495 | 495 | 495 | 495 | 495 | 495 | 495
MKCWTSP2BD | 120 | 120 | 120 | 120 | 120 | 120 | 120 | 120 | 120 | 120 | 120 | 120 | 120 | 120 | 120 | 120 | 120 | 120 | 120 | 120 | 120 | 120 | 120 | 120 | 120 | 120 | 120 | 120 | 120 | 120 | 120 | 120 | 120 | 120 | 120 | 120
MKCWTCT3DD | 922 | 922 | 922 | 922 | 922 | 922 | 922 | 922 | 922 | 922 | 922 | 922 | 922 | 922 | 922 | 922 | 922 | 922 | 922 | 922 | 922 | 922 | 922 | 922 | 922 | 922 | 922 | 922 | 922 | 922 | 922 | 922 | 922 | 922 | 922 | 922
XKCWTRS1WD | 1641 | 1641 | 1641 | 1641 | 1641 | 1641 | 1641 | 1641 | 1641 | 1641 | 1641 | 1641 | 1641 | 1641 | 1641 | 1641 | 1641 | 1641 | 1641 | 1641 | 1641 | 1641 | 1641 | 1641 | 1641 | 1641 | 1641 | 1641 | 1641 | 1641 | 1641 | 1641 | 1641 | 1641 | 1641 | 1641
ALCWTCT1DD | 932 | 932 | 932 | 932 | 932 | 932 | 932 | 932 | 932 | 932 | 932 | 932 | 932 | 932 | 932 | 932 | 932 | 932 | 932 | 932 | 932 | 932 | 932 | 932 | 932 | 932 | 932 | 932 | 932 | 932 | 932 | 932 | 932 | 932 | 932 | 932
ALCWTSP4DD | 120 | 120 | 120 | 120 | 120 | 120 | 120 | 120 | 120 | 120 | 120 | 120 | 120 | 120 | 120 | 120 | 120 | 120 | 120 | 120 | 120 | 120 | 120 | 120 | 120 | 120 | 120 | 120 | 120 | 120 | 120 | 120 | 120 | 120 | 120 | 120
ALCWTCT2DD | 2219 | 2219 | 2219 | 2219 | 2219 | 2219 | 2219 | 2219 | 2219 | 2219 | 2219 | 2219 | 2219 | 2219 | 2219 | 2219 | 2219 | 2219 | 2219 | 2219 | 2219 | 2219 | 2219 | 2219 | 2219 | 2219 | 2219 | 2219 | 2219 | 2219 | 2219 | 2219 | 2219 | 2219 | 2219 | 2219
ALCWTSP5DD | 120 | 120 | 120 | 120 | 120 | 120 | 120 | 120 | 120 | 120 | 120 | 120 | 120 | 120 | 120 | 120 | 120 | 120 | 120 | 120 | 120 | 120 | 120 | 120 | 120 | 120 | 120 | 120 | 120 | 120 | 120 | 120 | 120 | 120 | 120 | 120
ALCWTCT3DD | 409 | 409 | 409 | 409 | 409 | 409 | 409 | 409 | 409 | 409 | 409 | 409 | 409 | 409 | 409 | 409 | 409 | 409 | 409 | 409 | 409 | 409 | 409 | 409 | 409 | 409 | 409 | 409 | 409 | 409 | 409 | 409 | 409 | 409 | 409 | 409
ALCWTSP6DD | 120 | 120 | 120 | 120 | 120 | 120 | 120 | 120 | 120 | 120 | 120 | 120 | 120 | 120 | 120 | 120 | 120 | 120 | 120 | 120 | 120 | 120 | 120 | 120 | 120 | 120 | 120 | 120 | 120 | 120 | 120 | 120 | 120 | 120 | 120 | 120
ALCWTCT4DD | 767 | 767 | 767 | 767 | 767 | 767 | 767 | 767 | 767 | 767 | 767 | 767 | 767 | 767 | 767 | 767 | 767 | 767 | 767 | 767 | 767 | 767 | 767 | 767 | 767 | 767 | 767 | 767 | 767 | 767 | 767 | 767 | 767 | 767 | 767 | 767
ALTRDIMH00 | 9.99 | 9.99 | 9.99 | 9.99 | 9.99 | 9.99 | 9.99 | 9.99 | 9.99 | 9.99 | 9.99 | 9.99 | 9.99 | 9.99 | 9.99 | 9.99 | 9.99 | 9.99 | 9.99 | 9.99 | 9.99 | 9.99 | 9.99 | 9.99 | 9.99 | 9.99 | 9.99 | 9.99 | 9.99 | 9.99 | 9.99 | 9.99 | 9.99 | 9.99 | 9.99 | 9.99
ALTRDEXH00 | 5.54 | 5.54 | 5.54 | 5.54 | 5.54 | 5.54 | 5.54 | 5.54 | 5.54 | 5.54 | 5.54 | 5.54 | 5.54 | 5.54 | 5.54 | 5.54 | 5.54 | 5.54 | 5.54 | 5.54 | 5.54 | 5.54 | 5.54 | 5.54 | 5.54 | 5.54 | 5.54 | 5.54 | 5.54 | 5.54 | 5.54 | 5.54 | 5.54 | 5.54 | 5.54 | 5.54
MKTRDIMH00 | 5.7 | 5.7 | 5.7 | 5.7 | 5.7 | 5.7 | 5.7 | 5.7 | 5.7 | 5.7 | 5.7 | 5.7 | 5.7 | 5.7 | 5.7 | 5.7 | 5.7 | 5.7 | 5.7 | 5.7 | 5.7 | 5.7 | 5.7 | 5.7 | 5.7 | 5.7 | 5.7 | 5.7 | 5.7 | 5.7 | 5.7 | 5.7 | 5.7 | 5.7 | 5.7 | 5.7
MKTRDEXH00 | 0.42 | 0.42 | 0.42 | 0.42 | 0.42 | 0.42 | 0.42 | 0.42 | 0.42 | 0.42 | 0.42 | 0.42 | 0.42 | 0.42 | 0.42 | 0.42 | 0.42 | 0.42 | 0.42 | 0.42 | 0.42 | 0.42 | 0.42 | 0.42 | 0.42 | 0.42 | 0.42 | 0.42 | 0.42 | 0.42 | 0.42 | 0.42 | 0.42 | 0.42 | 0.42 | 0.42
METRDIMH00 | 3.55 | 3.55 | 3.55 | 3.55 | 3.55 | 3.55 | 3.55 | 3.55 | 3.55 | 3.55 | 3.55 | 3.55 | 3.55 | 3.55 | 3.55 | 3.55 | 3.55 | 3.55 | 3.55 | 3.55 | 3.55 | 3.55 | 3.55 | 3.55 | 3.55 | 3.55 | 3.55 | 3.55 | 3.55 | 3.55 | 3.55 | 3.55 | 3.55 | 3.55 | 3.55 | 3.55
METRDEXH00 | 2.14 | 2.14 | 2.14 | 2.14 | 2.14 | 2.14 | 2.14 | 2.14 | 2.14 | 2.14 | 2.14 | 2.14 | 2.14 | 2.14 | 2.14 | 2.14 | 2.14 | 2.14 | 2.14 | 2.14 | 2.14 | 2.14 | 2.14 | 2.14 | 2.14 | 2.14 | 2.14 | 2.14 | 2.14 | 2.14 | 2.14 | 2.14 | 2.14 | 2.14 | 2.14 | 2.14
XKTRDIMH00 | 2.72 | 2.72 | 2.72 | 2.72 | 2.72 | 2.72 | 2.72 | 2.72 | 2.72 | 2.72 | 2.72 | 2.72 | 2.72 | 2.72 | 2.72 | 2.72 | 2.72 | 2.72 | 2.72 | 2.72 | 2.72 | 2.72 | 2.72 | 2.72 | 2.72 | 2.72 | 2.72 | 2.72 | 2.72 | 2.72 | 2.72 | 2.72 | 2.72 | 2.72 | 2.72 | 2.72
XKTRDEXH00 | 2.41 | 2.41 | 2.41 | 2.41 | 2.41 | 2.41 | 2.41 | 2.41 | 2.41 | 2.41 | 2.41 | 2.41 | 2.41 | 2.41 | 2.41 | 2.41 | 2.41 | 2.41 | 2.41 | 2.41 | 2.41 | 2.41 | 2.41 | 2.41 | 2.41 | 2.41 | 2.41 | 2.41 | 2.41 | 2.41 | 2.41 | 2.41 | 2.41 | 2.41 | 2.41 | 2.41
DRY YEAR
| 2020 | 2021 | 2022 | 2023 | 2024 | 2025 | 2026 | 2027 | 2028 | 2029 | 2030 | 2031 | 2032 | 2033 | 2034 | 2035 | 2036 | 2037 | 2038 | 2039 | 2040 | 2041 | 2042 | 2043 | 2044 | 2045 | 2046 | 2047 | 2048 | 2049 | 2050 | 2051 | 2052 | 2053 | 2054 | 2055:=
MKCWTLK0BD | 535.934 | 535.934 | 535.934 | 535.934 | 535.934 | 535.934 | 535.934 | 535.934 | 535.934 | 535.934 | 535.934 | 535.934 | 535.934 | 535.934 | 535.934 | 535.934 | 535.934 | 535.934 | 535.934 | 535.934 | 535.934 | 535.934 | 535.934 | 535.934 | 535.934 | 535.934 | 535.934 | 535.934 | 535.934 | 535.934 | 535.934 | 535.934 | 535.934 | 535.934 | 535.934 | 535.934
MKCWTCT1BD | 46.0698 | 46.0698 | 46.0698 | 46.0698 | 46.0698 | 46.0698 | 46.0698 | 46.0698 | 46.0698 | 46.0698 | 46.0698 | 46.0698 | 46.0698 | 46.0698 | 46.0698 | 46.0698 | 46.0698 | 46.0698 | 46.0698 | 46.0698 | 46.0698 | 46.0698 | 46.0698 | 46.0698 | 46.0698 | 46.0698 | 46.0698 | 46.0698 | 46.0698 | 46.0698 | 46.0698 | 46.0698 | 46.0698 | 46.0698 | 46.0698 | 46.0698
MKCWTSP1BD | 120 | 120 | 120 | 120 | 120 | 120 | 120 | 120 | 120 | 120 | 120 | 120 | 120 | 120 | 120 | 120 | 120 | 120 | 120 | 120 | 120 | 120 | 120 | 120 | 120 | 120 | 120 | 120 | 120 | 120 | 120 | 120 | 120 | 120 | 120 | 120
MKCWTCT2BD | 421.3519 | 421.3519 | 421.3519 | 421.3519 | 421.3519 | 421.3519 | 421.3519 | 421.3519 | 421.3519 | 421.3519 | 421.3519 | 421.3519 | 421.3519 | 421.3519 | 421.3519 | 421.3519 | 421.3519 | 421.3519 | 421.3519 | 421.3519 | 421.3519 | 421.3519 | 421.3519 | 421.3519 | 421.3519 | 421.3519 | 421.3519 | 421.3519 | 421.3519 | 421.3519 | 421.3519 | 421.3519 | 421.3519 | 421.3519 | 421.3519 | 421.3519
MKCWTSP2BD | 120 | 120 | 120 | 120 | 120 | 120 | 120 | 120 | 120 | 120 | 120 | 120 | 120 | 120 | 120 | 120 | 120 | 120 | 120 | 120 | 120 | 120 | 120 | 120 | 120 | 120 | 120 | 120 | 120 | 120 | 120 | 120 | 120 | 120 | 120 | 120
MKCWTCT3DD | 450 | 450 | 450 | 450 | 450 | 450 | 450 | 450 | 450 | 450 | 450 | 450 | 450 | 450 | 450 | 450 | 450 | 450 | 450 | 450 | 450 | 450 | 450 | 450 | 450 | 450 | 450 | 450 | 450 | 450 | 450 | 450 | 450 | 450 | 450 | 450
XKCWTRS1WD | 1058 | 1058 | 1058 | 1058 | 1058 | 1058 | 1058 | 1058 | 1058 | 1058 | 1058 | 1058 | 1058 | 1058 | 1058 | 1058 | 1058 | 1058 | 1058 | 1058 | 1058 | 1058 | 1058 | 1058 | 1058 | 1058 | 1058 | 1058 | 1058 | 1058 | 1058 | 1058 | 1058 | 1058 | 1058 | 1058
ALCWTCT1DD | 762 | 762 | 762 | 762 | 762 | 762 | 762 | 762 | 762 | 762 | 762 | 762 | 762 | 762 | 762 | 762 | 762 | 762 | 762 | 762 | 762 | 762 | 762 | 762 | 762 | 762 | 762 | 762 | 762 | 762 | 762 | 762 | 762 | 762 | 762 | 762
ALCWTSP4DD | 120 | 120 | 120 | 120 | 120 | 120 | 120 | 120 | 120 | 120 | 120 | 120 | 120 | 120 | 120 | 120 | 120 | 120 | 120 | 120 | 120 | 120 | 120 | 120 | 120 | 120 | 120 | 120 | 120 | 120 | 120 | 120 | 120 | 120 | 120 | 120
ALCWTCT2DD | 1602.6019 | 1602.6019 | 1602.6019 | 1602.6019 | 1602.6019 | 1602.6019 | 1602.6019 | 1602.6019 | 1602.6019 | 1602.6019 | 1602.6019 | 1602.6019 | 1602.6019 | 1602.6019 | 1602.6019 | 1602.6019 | 1602.6019 | 1602.6019 | 1602.6019 | 1602.6019 | 1602.6019 | 1602.6019 | 1602.6019 | 1602.6019 | 1602.6019 | 1602.6019 | 1602.6019 | 1602.6019 | 1602.6019 | 1602.6019 | 1602.6019 | 1602.6019 | 1602.6019 | 1602.6019 | 1602.6019 | 1602.6019
ALCWTSP5DD | 120 | 120 | 120 | 120 | 120 | 120 | 120 | 120 | 120 | 120 | 120 | 120 | 120 | 120 | 120 | 120 | 120 | 120 | 120 | 120 | 120 | 120 | 120 | 120 | 120 | 120 | 120 | 120 | 120 | 120 | 120 | 120 | 120 | 120 | 120 | 120
ALCWTCT3DD | 326.0183 | 326.0183 | 326.0183 | 326.0183 | 326.0183 | 326.0183 | 326.0183 | 326.0183 | 326.0183 | 326.0183 | 326.0183 | 326.0183 | 326.0183 | 326.0183 | 326.0183 | 326.0183 | 326.0183 | 326.0183 | 326.0183 | 326.0183 | 326.0183 | 326.0183 | 326.0183 | 326.0183 | 326.0183 | 326.0183 | 326.0183 | 326.0183 | 326.0183 | 326.0183 | 326.0183 | 326.0183 | 326.0183 | 326.0183 | 326.0183 | 326.0183
ALCWTSP6DD | 120 | 120 | 120 | 120 | 120 | 120 | 120 | 120 | 120 | 120 | 120 | 120 | 120 | 120 | 120 | 120 | 120 | 120 | 120 | 120 | 120 | 120 | 120 | 120 | 120 | 120 | 120 | 120 | 120 | 120 | 120 | 120 | 120 | 120 | 120 | 120
ALCWTCT4DD | 604.0484 | 604.0484 | 604.0484 | 604.0484 | 604.0484 | 604.0484 | 604.0484 | 604.0484 | 604.0484 | 604.0484 | 604.0484 | 604.0484 | 604.0484 | 604.0484 | 604.0484 | 604.0484 | 604.0484 | 604.0484 | 604.0484 | 604.0484 | 604.0484 | 604.0484 | 604.0484 | 604.0484 | 604.0484 | 604.0484 | 604.0484 | 604.0484 | 604.0484 | 604.0484 | 604.0484 | 604.0484 | 604.0484 | 604.0484 | 604.0484 | 604.0484
ALTRDIMH00 | 9.99 | 9.99 | 9.99 | 9.99 | 9.99 | 9.99 | 9.99 | 9.99 | 9.99 | 9.99 | 9.99 | 9.99 | 9.99 | 9.99 | 9.99 | 9.99 | 9.99 | 9.99 | 9.99 | 9.99 | 9.99 | 9.99 | 9.99 | 9.99 | 9.99 | 9.99 | 9.99 | 9.99 | 9.99 | 9.99 | 9.99 | 9.99 | 9.99 | 9.99 | 9.99 | 9.99
ALTRDEXH00 | 5.54 | 5.54 | 5.54 | 5.54 | 5.54 | 5.54 | 5.54 | 5.54 | 5.54 | 5.54 | 5.54 | 5.54 | 5.54 | 5.54 | 5.54 | 5.54 | 5.54 | 5.54 | 5.54 | 5.54 | 5.54 | 5.54 | 5.54 | 5.54 | 5.54 | 5.54 | 5.54 | 5.54 | 5.54 | 5.54 | 5.54 | 5.54 | 5.54 | 5.54 | 5.54 | 5.54
MKTRDIMH00 | 5.7 | 5.7 | 5.7 | 5.7 | 5.7 | 5.7 | 5.7 | 5.7 | 5.7 | 5.7 | 5.7 | 5.7 | 5.7 | 5.7 | 5.7 | 5.7 | 5.7 | 5.7 | 5.7 | 5.7 | 5.7 | 5.7 | 5.7 | 5.7 | 5.7 | 5.7 | 5.7 | 5.7 | 5.7 | 5.7 | 5.7 | 5.7 | 5.7 | 5.7 | 5.7 | 5.7
MKTRDEXH00 | 0.42 | 0.42 | 0.42 | 0.42 | 0.42 | 0.42 | 0.42 | 0.42 | 0.42 | 0.42 | 0.42 | 0.42 | 0.42 | 0.42 | 0.42 | 0.42 | 0.42 | 0.42 | 0.42 | 0.42 | 0.42 | 0.42 | 0.42 | 0.42 | 0.42 | 0.42 | 0.42 | 0.42 | 0.42 | 0.42 | 0.42 | 0.42 | 0.42 | 0.42 | 0.42 | 0.42
METRDIMH00 | 3.55 | 3.55 | 3.55 | 3.55 | 3.55 | 3.55 | 3.55 | 3.55 | 3.55 | 3.55 | 3.55 | 3.55 | 3.55 | 3.55 | 3.55 | 3.55 | 3.55 | 3.55 | 3.55 | 3.55 | 3.55 | 3.55 | 3.55 | 3.55 | 3.55 | 3.55 | 3.55 | 3.55 | 3.55 | 3.55 | 3.55 | 3.55 | 3.55 | 3.55 | 3.55 | 3.55
METRDEXH00 | 2.14 | 2.14 | 2.14 | 2.14 | 2.14 | 2.14 | 2.14 | 2.14 | 2.14 | 2.14 | 2.14 | 2.14 | 2.14 | 2.14 | 2.14 | 2.14 | 2.14 | 2.14 | 2.14 | 2.14 | 2.14 | 2.14 | 2.14 | 2.14 | 2.14 | 2.14 | 2.14 | 2.14 | 2.14 | 2.14 | 2.14 | 2.14 | 2.14 | 2.14 | 2.14 | 2.14
XKTRDIMH00 | 2.72 | 2.72 | 2.72 | 2.72 | 2.72 | 2.72 | 2.72 | 2.72 | 2.72 | 2.72 | 2.72 | 2.72 | 2.72 | 2.72 | 2.72 | 2.72 | 2.72 | 2.72 | 2.72 | 2.72 | 2.72 | 2.72 | 2.72 | 2.72 | 2.72 | 2.72 | 2.72 | 2.72 | 2.72 | 2.72 | 2.72 | 2.72 | 2.72 | 2.72 | 2.72 | 2.72
XKTRDEXH00 | 2.41 | 2.41 | 2.41 | 2.41 | 2.41 | 2.41 | 2.41 | 2.41 | 2.41 | 2.41 | 2.41 | 2.41 | 2.41 | 2.41 | 2.41 | 2.41 | 2.41 | 2.41 | 2.41 | 2.41 | 2.41 | 2.41 | 2.41 | 2.41 | 2.41 | 2.41 | 2.41 | 2.41 | 2.41 | 2.41 | 2.41 | 2.41 | 2.41 | 2.41 | 2.41 | 2.41
DRY YEAR - adjusted | 2020: 0.9
| 2020 | 2021 | 2022 | 2023 | 2024 | 2025 | 2026 | 2027 | 2028 | 2029 | 2030 | 2031 | 2032 | 2033 | 2034 | 2035 | 2036 | 2037 | 2038 | 2039 | 2040 | 2041 | 2042 | 2043 | 2044 | 2045:=
MKCWTLK0BD | 535.934 | 535.934 | 535.934 | 535.934 | 535.934 | 535.934 | 535.934 | 535.934 | 535.934 | 535.934 | 535.934 | 535.934 | 535.934 | 535.934 | 535.934 | 535.934 | 535.934 | 535.934 | 535.934 | 535.934 | 535.934 | 535.934 | 535.934 | 535.934 | 535.934 | 535.934
MKCWTCT1BD | 41.4628 | 41.4628 | 41.4628 | 41.4628 | 41.4628 | 41.4628 | 41.4628 | 41.4628 | 41.4628 | 41.4628 | 41.4628 | 41.4628 | 41.4628 | 41.4628 | 41.4628 | 41.4628 | 41.4628 | 41.4628 | 41.4628 | 41.4628 | 41.4628 | 41.4628 | 41.4628 | 41.4628 | 41.4628 | 41.4628
MKCWTSP1BD | 120 | 120 | 120 | 120 | 120 | 120 | 120 | 120 | 120 | 120 | 120 | 120 | 120 | 120 | 120 | 120 | 120 | 120 | 120 | 120 | 120 | 120 | 120 | 120 | 120 | 120
MKCWTCT2BD | 421.3519 | 421.3519 | 421.3519 | 421.3519 | 421.3519 | 421.3519 | 421.3519 | 421.3519 | 421.3519 | 421.3519 | 421.3519 | 421.3519 | 421.3519 | 421.3519 | 421.3519 | 421.3519 | 421.3519 | 421.3519 | 421.3519 | 421.3519 | 421.3519 | 421.3519 | 421.3519 | 421.3519 | 421.3519 | 421.3519
MKCWTSP2BD | 120 | 120 | 120 | 120 | 120 | 120 | 120 | 120 | 120 | 120 | 120 | 120 | 120 | 120 | 120 | 120 | 120 | 120 | 120 | 120 | 120 | 120 | 120 | 120 | 120 | 120
MKCWTCT3DD | 450 | 450 | 450 | 450 | 450 | 450 | 450 | 450 | 450 | 450 | 450 | 450 | 450 | 450 | 450 | 450 | 450 | 450 | 450 | 450 | 450 | 450 | 450 | 450 | 450 | 450
XKCWTRS1WD | 1058 | 1058 | 1058 | 1058 | 1058 | 1058 | 1058 | 1058 | 1058 | 1058 | 1058 | 1058 | 1058 | 1058 | 1058 | 1058 | 1058 | 1058 | 1058 | 1058 | 1058 | 1058 | 1058 | 1058 | 1058 | 1058
ALCWTCT1DD | 762 | 762 | 762 | 762 | 762 | 762 | 762 | 762 | 762 | 762 | 762 | 762 | 762 | 762 | 762 | 762 | 762 | 762 | 762 | 762 | 762 | 762 | 762 | 762 | 762 | 762
ALCWTSP4DD | 120 | 120 | 120 | 120 | 120 | 120 | 120 | 120 | 120 | 120 | 120 | 120 | 120 | 120 | 120 | 120 | 120 | 120 | 120 | 120 | 120 | 120 | 120 | 120 | 120 | 120
ALCWTCT2DD | 1602.6019 | 1602.6019 | 1602.6019 | 1602.6019 | 1602.6019 | 1602.6019 | 1602.6019 | 1602.6019 | 1602.6019 | 1602.6019 | 1602.6019 | 1602.6019 | 1602.6019 | 1602.6019 | 1602.6019 | 1602.6019 | 1602.6019 | 1602.6019 | 1602.6019 | 1602.6019 | 1602.6019 | 1602.6019 | 1602.6019 | 1602.6019 | 1602.6019 | 1602.6019
ALCWTSP5DD | 120 | 120 | 120 | 120 | 120 | 120 | 120 | 120 | 120 | 120 | 120 | 120 | 120 | 120 | 120 | 120 | 120 | 120 | 120 | 120 | 120 | 120 | 120 | 120 | 120 | 120
ALCWTCT3DD | 326.0183 | 326.0183 | 326.0183 | 326.0183 | 326.0183 | 326.0183 | 326.0183 | 326.0183 | 326.0183 | 326.0183 | 326.0183 | 326.0183 | 326.0183 | 326.0183 | 326.0183 | 326.0183 | 326.0183 | 326.0183 | 326.0183 | 326.0183 | 326.0183 | 326.0183 | 326.0183 | 326.0183 | 326.0183 | 326.0183
ALCWTSP6DD | 120 | 120 | 120 | 120 | 120 | 120 | 120 | 120 | 120 | 120 | 120 | 120 | 120 | 120 | 120 | 120 | 120 | 120 | 120 | 120 | 120 | 120 | 120 | 120 | 120 | 120
ALCWTCT4DD | 604.0484 | 604.0484 | 604.0484 | 604.0484 | 604.0484 | 604.0484 | 604.0484 | 604.0484 | 604.0484 | 604.0484 | 604.0484 | 604.0484 | 604.0484 | 604.0484 | 604.0484 | 604.0484 | 604.0484 | 604.0484 | 604.0484 | 604.0484 | 604.0484 | 604.0484 | 604.0484 | 604.0484 | 604.0484 | 604.0484
ALTRDIMH00 | 9.99 | 9.99 | 9.99 | 9.99 | 9.99 | 9.99 | 9.99 | 9.99 | 9.99 | 9.99 | 9.99 | 9.99 | 9.99 | 9.99 | 9.99 | 9.99 | 9.99 | 9.99 | 9.99 | 9.99 | 9.99 | 9.99 | 9.99 | 9.99 | 9.99 | 9.99
ALTRDEXH00 | 5.54 | 5.54 | 5.54 | 5.54 | 5.54 | 5.54 | 5.54 | 5.54 | 5.54 | 5.54 | 5.54 | 5.54 | 5.54 | 5.54 | 5.54 | 5.54 | 5.54 | 5.54 | 5.54 | 5.54 | 5.54 | 5.54 | 5.54 | 5.54 | 5.54 | 5.54
MKTRDIMH00 | 5.7 | 5.7 | 5.7 | 5.7 | 5.7 | 5.7 | 5.7 | 5.7 | 5.7 | 5.7 | 5.7 | 5.7 | 5.7 | 5.7 | 5.7 | 5.7 | 5.7 | 5.7 | 5.7 | 5.7 | 5.7 | 5.7 | 5.7 | 5.7 | 5.7 | 5.7
MKTRDEXH00 | 0.42 | 0.42 | 0.42 | 0.42 | 0.42 | 0.42 | 0.42 | 0.42 | 0.42 | 0.42 | 0.42 | 0.42 | 0.42 | 0.42 | 0.42 | 0.42 | 0.42 | 0.42 | 0.42 | 0.42 | 0.42 | 0.42 | 0.42 | 0.42 | 0.42 | 0.42
METRDIMH00 | 3.55 | 3.55 | 3.55 | 3.55 | 3.55 | 3.55 | 3.55 | 3.55 | 3.55 | 3.55 | 3.55 | 3.55 | 3.55 | 3.55 | 3.55 | 3.55 | 3.55 | 3.55 | 3.55 | 3.55 | 3.55 | 3.55 | 3.55 | 3.55 | 3.55 | 3.55
METRDEXH00 | 2.14 | 2.14 | 2.14 | 2.14 | 2.14 | 2.14 | 2.14 | 2.14 | 2.14 | 2.14 | 2.14 | 2.14 | 2.14 | 2.14 | 2.14 | 2.14 | 2.14 | 2.14 | 2.14 | 2.14 | 2.14 | 2.14 | 2.14 | 2.14 | 2.14 | 2.14
XKTRDIMH00 | 2.72 | 2.72 | 2.72 | 2.72 | 2.72 | 2.72 | 2.72 | 2.72 | 2.72 | 2.72 | 2.72 | 2.72 | 2.72 | 2.72 | 2.72 | 2.72 | 2.72 | 2.72 | 2.72 | 2.72 | 2.72 | 2.72 | 2.72 | 2.72 | 2.72 | 2.72
XKTRDEXH00 | 2.41 | 2.41 | 2.41 | 2.41 | 2.41 | 2.41 | 2.41 | 2.41 | 2.41 | 2.41 | 2.41 | 2.41 | 2.41 | 2.41 | 2.41 | 2.41 | 2.41 | 2.41 | 2.41 | 2.41 | 2.41 | 2.41 | 2.41 | 2.41 | 2.41 | 2.41
WET Year
| 2020 | 2021 | 2022 | 2023 | 2024 | 2025 | 2026 | 2027 | 2028 | 2029 | 2030 | 2031 | 2032 | 2033 | 2034 | 2035 | 2036 | 2037 | 2038 | 2039 | 2040 | 2041 | 2042 | 2043 | 2044 | 2045:=
MKCWTLK0BD | 1218 | 1218 | 1218 | 1218 | 1218 | 1218 | 1218 | 1218 | 1218 | 1218 | 1218 | 1218 | 1218 | 1218 | 1218 | 1218 | 1218 | 1218 | 1218 | 1218 | 1218 | 1218 | 1218 | 1218 | 1218 | 1218
MKCWTCT1BD | 142 | 142 | 142 | 142 | 142 | 142 | 142 | 142 | 142 | 142 | 142 | 142 | 142 | 142 | 142 | 142 | 142 | 142 | 142 | 142 | 142 | 142 | 142 | 142 | 142 | 142
MKCWTSP1BD | 120 | 120 | 120 | 120 | 120 | 120 | 120 | 120 | 120 | 120 | 120 | 120 | 120 | 120 | 120 | 120 | 120 | 120 | 120 | 120 | 120 | 120 | 120 | 120 | 120 | 120
MKCWTCT2BD | 1034 | 1034 | 1034 | 1034 | 1034 | 1034 | 1034 | 1034 | 1034 | 1034 | 1034 | 1034 | 1034 | 1034 | 1034 | 1034 | 1034 | 1034 | 1034 | 1034 | 1034 | 1034 | 1034 | 1034 | 1034 | 1034
MKCWTSP2BD | 120 | 120 | 120 | 120 | 120 | 120 | 120 | 120 | 120 | 120 | 120 | 120 | 120 | 120 | 120 | 120 | 120 | 120 | 120 | 120 | 120 | 120 | 120 | 120 | 120 | 120
MKCWTCT3DD | 2023 | 2023 | 2023 | 2023 | 2023 | 2023 | 2023 | 2023 | 2023 | 2023 | 2023 | 2023 | 2023 | 2023 | 2023 | 2023 | 2023 | 2023 | 2023 | 2023 | 2023 | 2023 | 2023 | 2023 | 2023 | 2023
XKCWTRS1WD | 3158 | 3158 | 3158 | 3158 | 3158 | 3158 | 3158 | 3158 | 3158 | 3158 | 3158 | 3158 | 3158 | 3158 | 3158 | 3158 | 3158 | 3158 | 3158 | 3158 | 3158 | 3158 | 3158 | 3158 | 3158 | 3158
ALCWTCT1DD | 1995 | 1995 | 1995 | 1995 | 1995 | 1995 | 1995 | 1995 | 1995 | 1995 | 1995 | 1995 | 1995 | 1995 | 1995 | 1995 | 1995 | 1995 | 1995 | 1995 | 1995 | 1995 | 1995 | 1995 | 1995 | 1995
ALCWTSP4DD | 120 | 120 | 120 | 120 | 120 | 120 | 120 | 120 | 120 | 120 | 120 | 120 | 120 | 120 | 120 | 120 | 120 | 120 | 120 | 120 | 120 | 120 | 120 | 120 | 120 | 120
ALCWTCT2DD | 3814 | 3814 | 3814 | 3814 | 3814 | 3814 | 3814 | 3814 | 3814 | 3814 | 3814 | 3814 | 3814 | 3814 | 3814 | 3814 | 3814 | 3814 | 3814 | 3814 | 3814 | 3814 | 3814 | 3814 | 3814 | 3814
ALCWTSP5DD | 120 | 120 | 120 | 120 | 120 | 120 | 120 | 120 | 120 | 120 | 120 | 120 | 120 | 120 | 120 | 120 | 120 | 120 | 120 | 120 | 120 | 120 | 120 | 120 | 120 | 120
ALCWTCT3DD | 734 | 734 | 734 | 734 | 734 | 734 | 734 | 734 | 734 | 734 | 734 | 734 | 734 | 734 | 734 | 734 | 734 | 734 | 734 | 734 | 734 | 734 | 734 | 734 | 734 | 734
ALCWTSP6DD | 120 | 120 | 120 | 120 | 120 | 120 | 120 | 120 | 120 | 120 | 120 | 120 | 120 | 120 | 120 | 120 | 120 | 120 | 120 | 120 | 120 | 120 | 120 | 120 | 120 | 120
ALCWTCT4DD | 1359 | 1359 | 1359 | 1359 | 1359 | 1359 | 1359 | 1359 | 1359 | 1359 | 1359 | 1359 | 1359 | 1359 | 1359 | 1359 | 1359 | 1359 | 1359 | 1359 | 1359 | 1359 | 1359 | 1359 | 1359 | 1359
ALTRDIMH00 | 9.99 | 9.99 | 9.99 | 9.99 | 9.99 | 9.99 | 9.99 | 9.99 | 9.99 | 9.99 | 9.99 | 9.99 | 9.99 | 9.99 | 9.99 | 9.99 | 9.99 | 9.99 | 9.99 | 9.99 | 9.99 | 9.99 | 9.99 | 9.99 | 9.99 | 9.99
ALTRDEXH00 | 5.54 | 5.54 | 5.54 | 5.54 | 5.54 | 5.54 | 5.54 | 5.54 | 5.54 | 5.54 | 5.54 | 5.54 | 5.54 | 5.54 | 5.54 | 5.54 | 5.54 | 5.54 | 5.54 | 5.54 | 5.54 | 5.54 | 5.54 | 5.54 | 5.54 | 5.54
MKTRDIMH00 | 5.7 | 5.7 | 5.7 | 5.7 | 5.7 | 5.7 | 5.7 | 5.7 | 5.7 | 5.7 | 5.7 | 5.7 | 5.7 | 5.7 | 5.7 | 5.7 | 5.7 | 5.7 | 5.7 | 5.7 | 5.7 | 5.7 | 5.7 | 5.7 | 5.7 | 5.7
MKTRDEXH00 | 0.42 | 0.42 | 0.42 | 0.42 | 0.42 | 0.42 | 0.42 | 0.42 | 0.42 | 0.42 | 0.42 | 0.42 | 0.42 | 0.42 | 0.42 | 0.42 | 0.42 | 0.42 | 0.42 | 0.42 | 0.42 | 0.42 | 0.42 | 0.42 | 0.42 | 0.42
METRDIMH00 | 3.55 | 3.55 | 3.55 | 3.55 | 3.55 | 3.55 | 3.55 | 3.55 | 3.55 | 3.55 | 3.55 | 3.55 | 3.55 | 3.55 | 3.55 | 3.55 | 3.55 | 3.55 | 3.55 | 3.55 | 3.55 | 3.55 | 3.55 | 3.55 | 3.55 | 3.55
METRDEXH00 | 2.14 | 2.14 | 2.14 | 2.14 | 2.14 | 2.14 | 2.14 | 2.14 | 2.14 | 2.14 | 2.14 | 2.14 | 2.14 | 2.14 | 2.14 | 2.14 | 2.14 | 2.14 | 2.14 | 2.14 | 2.14 | 2.14 | 2.14 | 2.14 | 2.14 | 2.14
XKTRDIMH00 | 2.72 | 2.72 | 2.72 | 2.72 | 2.72 | 2.72 | 2.72 | 2.72 | 2.72 | 2.72 | 2.72 | 2.72 | 2.72 | 2.72 | 2.72 | 2.72 | 2.72 | 2.72 | 2.72 | 2.72 | 2.72 | 2.72 | 2.72 | 2.72 | 2.72 | 2.72
XKTRDEXH00 | 2.41 | 2.41 | 2.41 | 2.41 | 2.41 | 2.41 | 2.41 | 2.41 | 2.41 | 2.41 | 2.41 | 2.41 | 2.41 | 2.41 | 2.41 | 2.41 | 2.41 | 2.41 | 2.41 | 2.41 | 2.41 | 2.41 | 2.41 | 2.41 | 2.41 | 2.41
param | 2020: TotalTechnologyAnnualActivityUpperLimit; 2021: default; 2022: 99999999; 2023: :=
[REGION,*,*]:
| 2020 | 2021 | 2022 | 2023 | 2024 | 2025 | 2026 | 2027 | 2028 | 2029 | 2030 | 2031 | 2032 | 2033 | 2034 | 2035 | 2036 | 2037 | 2038 | 2039 | 2040 | 2041 | 2042 | 2043 | 2044 | 2045 | 2046 | 2047 | 2048 | 2049 | 2050 | 2051 | 2052 | 2053 | 2054 | 2055:=
ALTRDIMH00 | 13.25 | 13.25 | 13.25 | 13.25 | 13.25 | 13.25 | 13.25 | 13.25 | 13.25 | 13.25 | 13.25 | 13.25 | 13.25 | 13.25 | 13.25 | 13.25 | 13.25 | 13.25 | 13.25 | 13.25 | 13.25 | 13.25 | 13.25 | 13.25 | 13.25 | 13.25 | 13.25 | 13.25 | 13.25 | 13.25 | 13.25 | 13.25 | 13.25 | 13.25 | 13.25 | 13.25
ALTRDEXH00 | 12.08 | 12.08 | 12.08 | 12.08 | 12.08 | 12.08 | 12.08 | 12.08 | 12.08 | 12.08 | 12.08 | 12.08 | 12.08 | 12.08 | 12.08 | 12.08 | 12.08 | 12.08 | 12.08 | 12.08 | 12.08 | 12.08 | 12.08 | 12.08 | 12.08 | 12.08 | 12.08 | 12.08 | 12.08 | 12.08 | 12.08 | 12.08 | 12.08 | 12.08 | 12.08 | 12.08
MKTRDIMH00 | 9.63 | 9.63 | 9.63 | 9.63 | 9.63 | 9.63 | 9.63 | 9.63 | 9.63 | 9.63 | 9.63 | 9.63 | 9.63 | 9.63 | 9.63 | 9.63 | 9.63 | 9.63 | 9.63 | 9.63 | 9.63 | 9.63 | 9.63 | 9.63 | 9.63 | 9.63 | 9.63 | 9.63 | 9.63 | 9.63 | 9.63 | 9.63 | 9.63 | 9.63 | 9.63 | 9.63
MKTRDEXH00 | 1.36 | 1.36 | 1.36 | 1.36 | 1.36 | 1.36 | 1.36 | 1.36 | 1.36 | 1.36 | 1.36 | 1.36 | 1.36 | 1.36 | 1.36 | 1.36 | 1.36 | 1.36 | 1.36 | 1.36 | 1.36 | 1.36 | 1.36 | 1.36 | 1.36 | 1.36 | 1.36 | 1.36 | 1.36 | 1.36 | 1.36 | 1.36 | 1.36 | 1.36 | 1.36 | 1.36
METRDIMH00 | 5.53 | 5.53 | 5.53 | 5.53 | 5.53 | 5.53 | 5.53 | 5.53 | 5.53 | 5.53 | 5.53 | 5.53 | 5.53 | 5.53 | 5.53 | 5.53 | 5.53 | 5.53 | 5.53 | 5.53 | 5.53 | 5.53 | 5.53 | 5.53 | 5.53 | 5.53 | 5.53 | 5.53 | 5.53 | 5.53 | 5.53 | 5.53 | 5.53 | 5.53 | 5.53 | 5.53
METRDEXH00 | 3.51 | 3.51 | 3.51 | 3.51 | 3.51 | 3.51 | 3.51 | 3.51 | 3.51 | 3.51 | 3.51 | 3.51 | 3.51 | 3.51 | 3.51 | 3.51 | 3.51 | 3.51 | 3.51 | 3.51 | 3.51 | 3.51 | 3.51 | 3.51 | 3.51 | 3.51 | 3.51 | 3.51 | 3.51 | 3.51 | 3.51 | 3.51 | 3.51 | 3.51 | 3.51 | 3.51
XKTRDIMH00 | 4.47 | 4.47 | 4.47 | 4.47 | 4.47 | 4.47 | 4.47 | 4.47 | 4.47 | 4.47 | 4.47 | 4.47 | 4.47 | 4.47 | 4.47 | 4.47 | 4.47 | 4.47 | 4.47 | 4.47 | 4.47 | 4.47 | 4.47 | 4.47 | 4.47 | 4.47 | 4.47 | 4.47 | 4.47 | 4.47 | 4.47 | 4.47 | 4.47 | 4.47 | 4.47 | 4.47
XKTRDEXH00 | 3.83 | 3.83 | 3.83 | 3.83 | 3.83 | 3.83 | 3.83 | 3.83 | 3.83 | 3.83 | 3.83 | 3.83 | 3.83 | 3.83 | 3.83 | 3.83 | 3.83 | 3.83 | 3.83 | 3.83 | 3.83 | 3.83 | 3.83 | 3.83 | 3.83 | 3.83 | 3.83 | 3.83 | 3.83 | 3.83 | 3.83 | 3.83 | 3.83 | 3.83 | 3.83 | 3.83
Avg Years | 2020: Hourly data - 20201030
| 2020 | 2021 | 2022 | 2023 | 2024 | 2025 | 2026 | 2027 | 2028 | 2029 | 2030 | 2031 | 2032 | 2033 | 2034 | 2035 | 2036 | 2037 | 2038 | 2039 | 2040 | 2041 | 2042 | 2043 | 2044 | 2045 | 2046 | 2047 | 2048 | 2049 | 2050 | 2051 | 2052 | 2053 | 2054 | 2055:=
MKCWTLK0BD | 320 | 320 | 320 | 320 | 320 | 320 | 320 | 320 | 320 | 320 | 320 | 320 | 320 | 320 | 320 | 320 | 320 | 320 | 320 | 320 | 320 | 320 | 320 | 320 | 320 | 320 | 320 | 320 | 320 | 320 | 320 | 320 | 320 | 320 | 320 | 320
MKCWTCT1BD | 52 | 52 | 52 | 52 | 52 | 52 | 52 | 52 | 52 | 52 | 52 | 52 | 52 | 52 | 52 | 52 | 52 | 52 | 52 | 52 | 52 | 52 | 52 | 52 | 52 | 52 | 52 | 52 | 52 | 52 | 52 | 52 | 52 | 52 | 52 | 52
MKCWTSP1BD | 120 | 120 | 120 | 120 | 120 | 120 | 120 | 120 | 120 | 120 | 120 | 120 | 120 | 120 | 120 | 120 | 120 | 120 | 120 | 120 | 120 | 120 | 120 | 120 | 120 | 120 | 120 | 120 | 120 | 120 | 120 | 120 | 120 | 120 | 120 | 120
MKCWTCT2BD | 277 | 277 | 277 | 277 | 277 | 277 | 277 | 277 | 277 | 277 | 277 | 277 | 277 | 277 | 277 | 277 | 277 | 277 | 277 | 277 | 277 | 277 | 277 | 277 | 277 | 277 | 277 | 277 | 277 | 277 | 277 | 277 | 277 | 277 | 277 | 277
MKCWTSP2BD | 120 | 120 | 120 | 120 | 120 | 120 | 120 | 120 | 120 | 120 | 120 | 120 | 120 | 120 | 120 | 120 | 120 | 120 | 120 | 120 | 120 | 120 | 120 | 120 | 120 | 120 | 120 | 120 | 120 | 120 | 120 | 120 | 120 | 120 | 120 | 120
MKCWTCT3DD | 427 | 427 | 427 | 427 | 427 | 427 | 427 | 427 | 427 | 427 | 427 | 427 | 427 | 427 | 427 | 427 | 427 | 427 | 427 | 427 | 427 | 427 | 427 | 427 | 427 | 427 | 427 | 427 | 427 | 427 | 427 | 427 | 427 | 427 | 427 | 427
XKCWTRS1WD | 804 | 804 | 804 | 804 | 804 | 804 | 804 | 804 | 804 | 804 | 804 | 804 | 804 | 804 | 804 | 804 | 804 | 804 | 804 | 804 | 804 | 804 | 804 | 804 | 804 | 804 | 804 | 804 | 804 | 804 | 804 | 804 | 804 | 804 | 804 | 804
ALCWTCT1DD | 745 | 745 | 745 | 745 | 745 | 745 | 745 | 745 | 745 | 745 | 745 | 745 | 745 | 745 | 745 | 745 | 745 | 745 | 745 | 745 | 745 | 745 | 745 | 745 | 745 | 745 | 745 | 745 | 745 | 745 | 745 | 745 | 745 | 745 | 745 | 745
ALCWTSP4DD | 120 | 120 | 120 | 120 | 120 | 120 | 120 | 120 | 120 | 120 | 120 | 120 | 120 | 120 | 120 | 120 | 120 | 120 | 120 | 120 | 120 | 120 | 120 | 120 | 120 | 120 | 120 | 120 | 120 | 120 | 120 | 120 | 120 | 120 | 120 | 120
ALCWTCT2DD | 1107 | 1107 | 1107 | 1107 | 1107 | 1107 | 1107 | 1107 | 1107 | 1107 | 1107 | 1107 | 1107 | 1107 | 1107 | 1107 | 1107 | 1107 | 1107 | 1107 | 1107 | 1107 | 1107 | 1107 | 1107 | 1107 | 1107 | 1107 | 1107 | 1107 | 1107 | 1107 | 1107 | 1107 | 1107 | 1107
ALCWTSP5DD | 120 | 120 | 120 | 120 | 120 | 120 | 120 | 120 | 120 | 120 | 120 | 120 | 120 | 120 | 120 | 120 | 120 | 120 | 120 | 120 | 120 | 120 | 120 | 120 | 120 | 120 | 120 | 120 | 120 | 120 | 120 | 120 | 120 | 120 | 120 | 120
ALCWTCT3DD | 272 | 272 | 272 | 272 | 272 | 272 | 272 | 272 | 272 | 272 | 272 | 272 | 272 | 272 | 272 | 272 | 272 | 272 | 272 | 272 | 272 | 272 | 272 | 272 | 272 | 272 | 272 | 272 | 272 | 272 | 272 | 272 | 272 | 272 | 272 | 272
ALCWTSP6DD | 120 | 120 | 120 | 120 | 120 | 120 | 120 | 120 | 120 | 120 | 120 | 120 | 120 | 120 | 120 | 120 | 120 | 120 | 120 | 120 | 120 | 120 | 120 | 120 | 120 | 120 | 120 | 120 | 120 | 120 | 120 | 120 | 120 | 120 | 120 | 120
ALCWTCT4DD | 383.5 | 383.5 | 383.5 | 383.5 | 383.5 | 383.5 | 383.5 | 383.5 | 383.5 | 383.5 | 383.5 | 383.5 | 383.5 | 383.5 | 383.5 | 383.5 | 383.5 | 383.5 | 383.5 | 383.5 | 383.5 | 383.5 | 383.5 | 383.5 | 383.5 | 383.5 | 383.5 | 383.5 | 383.5 | 383.5 | 383.5 | 383.5 | 383.5 | 383.5 | 383.5 | 383.5
ALTRDIMH00 | 9.99 | 9.99 | 9.99 | 9.99 | 9.99 | 9.99 | 9.99 | 9.99 | 9.99 | 9.99 | 9.99 | 9.99 | 9.99 | 9.99 | 9.99 | 9.99 | 9.99 | 9.99 | 9.99 | 9.99 | 9.99 | 9.99 | 9.99 | 9.99 | 9.99 | 9.99 | 9.99 | 9.99 | 9.99 | 9.99 | 9.99 | 9.99 | 9.99 | 9.99 | 9.99 | 9.99
ALTRDEXH00 | 5.54 | 5.54 | 5.54 | 5.54 | 5.54 | 5.54 | 5.54 | 5.54 | 5.54 | 5.54 | 5.54 | 5.54 | 5.54 | 5.54 | 5.54 | 5.54 | 5.54 | 5.54 | 5.54 | 5.54 | 5.54 | 5.54 | 5.54 | 5.54 | 5.54 | 5.54 | 5.54 | 5.54 | 5.54 | 5.54 | 5.54 | 5.54 | 5.54 | 5.54 | 5.54 | 5.54
MKTRDIMH00 | 5.7 | 5.7 | 5.7 | 5.7 | 5.7 | 5.7 | 5.7 | 5.7 | 5.7 | 5.7 | 5.7 | 5.7 | 5.7 | 5.7 | 5.7 | 5.7 | 5.7 | 5.7 | 5.7 | 5.7 | 5.7 | 5.7 | 5.7 | 5.7 | 5.7 | 5.7 | 5.7 | 5.7 | 5.7 | 5.7 | 5.7 | 5.7 | 5.7 | 5.7 | 5.7 | 5.7
MKTRDEXH00 | 0.42 | 0.42 | 0.42 | 0.42 | 0.42 | 0.42 | 0.42 | 0.42 | 0.42 | 0.42 | 0.42 | 0.42 | 0.42 | 0.42 | 0.42 | 0.42 | 0.42 | 0.42 | 0.42 | 0.42 | 0.42 | 0.42 | 0.42 | 0.42 | 0.42 | 0.42 | 0.42 | 0.42 | 0.42 | 0.42 | 0.42 | 0.42 | 0.42 | 0.42 | 0.42 | 0.42
METRDIMH00 | 3.55 | 3.55 | 3.55 | 3.55 | 3.55 | 3.55 | 3.55 | 3.55 | 3.55 | 3.55 | 3.55 | 3.55 | 3.55 | 3.55 | 3.55 | 3.55 | 3.55 | 3.55 | 3.55 | 3.55 | 3.55 | 3.55 | 3.55 | 3.55 | 3.55 | 3.55 | 3.55 | 3.55 | 3.55 | 3.55 | 3.55 | 3.55 | 3.55 | 3.55 | 3.55 | 3.55
METRDEXH00 | 2.14 | 2.14 | 2.14 | 2.14 | 2.14 | 2.14 | 2.14 | 2.14 | 2.14 | 2.14 | 2.14 | 2.14 | 2.14 | 2.14 | 2.14 | 2.14 | 2.14 | 2.14 | 2.14 | 2.14 | 2.14 | 2.14 | 2.14 | 2.14 | 2.14 | 2.14 | 2.14 | 2.14 | 2.14 | 2.14 | 2.14 | 2.14 | 2.14 | 2.14 | 2.14 | 2.14
XKTRDIMH00 | 2.72 | 2.72 | 2.72 | 2.72 | 2.72 | 2.72 | 2.72 | 2.72 | 2.72 | 2.72 | 2.72 | 2.72 | 2.72 | 2.72 | 2.72 | 2.72 | 2.72 | 2.72 | 2.72 | 2.72 | 2.72 | 2.72 | 2.72 | 2.72 | 2.72 | 2.72 | 2.72 | 2.72 | 2.72 | 2.72 | 2.72 | 2.72 | 2.72 | 2.72 | 2.72 | 2.72
XKTRDEXH00 | 2.41 | 2.41 | 2.41 | 2.41 | 2.41 | 2.41 | 2.41 | 2.41 | 2.41 | 2.41 | 2.41 | 2.41 | 2.41 | 2.41 | 2.41 | 2.41 | 2.41 | 2.41 | 2.41 | 2.41 | 2.41 | 2.41 | 2.41 | 2.41 | 2.41 | 2.41 | 2.41 | 2.41 | 2.41 | 2.41 | 2.41 | 2.41 | 2.41 | 2.41 | 2.41 | 2.41
Climate Change | Hourly data - 20201030 2020: 2025 projections - 20201030
| 2020 | 2021 | 2022 | 2023 | 2024 | 2025 | 2026 | 2027 | 2028 | 2029 | 2030 | 2031 | 2032 | 2033 | 2034 | 2035 | 2036 | 2037 | 2038 | 2039 | 2040 | 2041 | 2042 | 2043 | 2044 | 2045 | 2046 | 2047 | 2048 | 2049 | 2050 | 2051 | 2052 | 2053 | 2054 | 2055:=
MKCWTLK0BD | 298 | 298 | 298 | 298 | 298 | 298 | 298 | 298 | 298 | 298 | 298 | 298 | 298 | 298 | 298 | 298 | 298 | 298 | 298 | 298 | 298 | 298 | 298 | 298 | 298 | 298 | 298 | 298 | 298 | 298 | 298 | 298 | 298 | 298 | 298 | 298
MKCWTCT1BD | 31 | 31 | 31 | 31 | 31 | 31 | 31 | 31 | 31 | 31 | 31 | 31 | 31 | 31 | 31 | 31 | 31 | 31 | 31 | 31 | 31 | 31 | 31 | 31 | 31 | 31 | 31 | 31 | 31 | 31 | 31 | 31 | 31 | 31 | 31 | 31
MKCWTSP1BD | 120 | 120 | 120 | 120 | 120 | 120 | 120 | 120 | 120 | 120 | 120 | 120 | 120 | 120 | 120 | 120 | 120 | 120 | 120 | 120 | 120 | 120 | 120 | 120 | 120 | 120 | 120 | 120 | 120 | 120 | 120 | 120 | 120 | 120 | 120 | 120
MKCWTCT2BD | 244 | 244 | 244 | 244 | 244 | 244 | 244 | 244 | 244 | 244 | 244 | 244 | 244 | 244 | 244 | 244 | 244 | 244 | 244 | 244 | 244 | 244 | 244 | 244 | 244 | 244 | 244 | 244 | 244 | 244 | 244 | 244 | 244 | 244 | 244 | 244
MKCWTSP2BD | 120 | 120 | 120 | 120 | 120 | 120 | 120 | 120 | 120 | 120 | 120 | 120 | 120 | 120 | 120 | 120 | 120 | 120 | 120 | 120 | 120 | 120 | 120 | 120 | 120 | 120 | 120 | 120 | 120 | 120 | 120 | 120 | 120 | 120 | 120 | 120
MKCWTCT3DD | 427 | 427 | 427 | 427 | 427 | 427 | 427 | 427 | 427 | 427 | 427 | 427 | 427 | 427 | 427 | 427 | 427 | 427 | 427 | 427 | 427 | 427 | 427 | 427 | 427 | 427 | 427 | 427 | 427 | 427 | 427 | 427 | 427 | 427 | 427 | 427
XKCWTRS1WD | 710 | 710 | 710 | 710 | 710 | 710 | 710 | 710 | 710 | 710 | 710 | 710 | 710 | 710 | 710 | 710 | 710 | 710 | 710 | 710 | 710 | 710 | 710 | 710 | 710 | 710 | 710 | 710 | 710 | 710 | 710 | 710 | 710 | 710 | 710 | 710
ALCWTCT1DD | 393 | 393 | 393 | 393 | 393 | 393 | 393 | 393 | 393 | 393 | 393 | 393 | 393 | 393 | 393 | 393 | 393 | 393 | 393 | 393 | 393 | 393 | 393 | 393 | 393 | 393 | 393 | 393 | 393 | 393 | 393 | 393 | 393 | 393 | 393 | 393
ALCWTSP4DD | 120 | 120 | 120 | 120 | 120 | 120 | 120 | 120 | 120 | 120 | 120 | 120 | 120 | 120 | 120 | 120 | 120 | 120 | 120 | 120 | 120 | 120 | 120 | 120 | 120 | 120 | 120 | 120 | 120 | 120 | 120 | 120 | 120 | 120 | 120 | 120
ALCWTCT2DD | 1055 | 1055 | 1055 | 1055 | 1055 | 1055 | 1055 | 1055 | 1055 | 1055 | 1055 | 1055 | 1055 | 1055 | 1055 | 1055 | 1055 | 1055 | 1055 | 1055 | 1055 | 1055 | 1055 | 1055 | 1055 | 1055 | 1055 | 1055 | 1055 | 1055 | 1055 | 1055 | 1055 | 1055 | 1055 | 1055
ALCWTSP5DD | 120 | 120 | 120 | 120 | 120 | 120 | 120 | 120 | 120 | 120 | 120 | 120 | 120 | 120 | 120 | 120 | 120 | 120 | 120 | 120 | 120 | 120 | 120 | 120 | 120 | 120 | 120 | 120 | 120 | 120 | 120 | 120 | 120 | 120 | 120 | 120
ALCWTCT3DD | 180 | 180 | 180 | 180 | 180 | 180 | 180 | 180 | 180 | 180 | 180 | 180 | 180 | 180 | 180 | 180 | 180 | 180 | 180 | 180 | 180 | 180 | 180 | 180 | 180 | 180 | 180 | 180 | 180 | 180 | 180 | 180 | 180 | 180 | 180 | 180
ALCWTSP6DD | 120 | 120 | 120 | 120 | 120 | 120 | 120 | 120 | 120 | 120 | 120 | 120 | 120 | 120 | 120 | 120 | 120 | 120 | 120 | 120 | 120 | 120 | 120 | 120 | 120 | 120 | 120 | 120 | 120 | 120 | 120 | 120 | 120 | 120 | 120 | 120
ALCWTCT4DD | 383.5 | 383.5 | 383.5 | 383.5 | 383.5 | 383.5 | 383.5 | 383.5 | 383.5 | 383.5 | 383.5 | 383.5 | 383.5 | 383.5 | 383.5 | 383.5 | 383.5 | 383.5 | 383.5 | 383.5 | 383.5 | 383.5 | 383.5 | 383.5 | 383.5 | 383.5 | 383.5 | 383.5 | 383.5 | 383.5 | 383.5 | 383.5 | 383.5 | 383.5 | 383.5 | 383.5
ALTRDIMH00 | 9.99 | 9.99 | 9.99 | 9.99 | 9.99 | 9.99 | 9.99 | 9.99 | 9.99 | 9.99 | 9.99 | 9.99 | 9.99 | 9.99 | 9.99 | 9.99 | 9.99 | 9.99 | 9.99 | 9.99 | 9.99 | 9.99 | 9.99 | 9.99 | 9.99 | 9.99 | 9.99 | 9.99 | 9.99 | 9.99 | 9.99 | 9.99 | 9.99 | 9.99 | 9.99 | 9.99
ALTRDEXH00 | 5.54 | 5.54 | 5.54 | 5.54 | 5.54 | 5.54 | 5.54 | 5.54 | 5.54 | 5.54 | 5.54 | 5.54 | 5.54 | 5.54 | 5.54 | 5.54 | 5.54 | 5.54 | 5.54 | 5.54 | 5.54 | 5.54 | 5.54 | 5.54 | 5.54 | 5.54 | 5.54 | 5.54 | 5.54 | 5.54 | 5.54 | 5.54 | 5.54 | 5.54 | 5.54 | 5.54
MKTRDIMH00 | 5.7 | 5.7 | 5.7 | 5.7 | 5.7 | 5.7 | 5.7 | 5.7 | 5.7 | 5.7 | 5.7 | 5.7 | 5.7 | 5.7 | 5.7 | 5.7 | 5.7 | 5.7 | 5.7 | 5.7 | 5.7 | 5.7 | 5.7 | 5.7 | 5.7 | 5.7 | 5.7 | 5.7 | 5.7 | 5.7 | 5.7 | 5.7 | 5.7 | 5.7 | 5.7 | 5.7
MKTRDEXH00 | 0.42 | 0.42 | 0.42 | 0.42 | 0.42 | 0.42 | 0.42 | 0.42 | 0.42 | 0.42 | 0.42 | 0.42 | 0.42 | 0.42 | 0.42 | 0.42 | 0.42 | 0.42 | 0.42 | 0.42 | 0.42 | 0.42 | 0.42 | 0.42 | 0.42 | 0.42 | 0.42 | 0.42 | 0.42 | 0.42 | 0.42 | 0.42 | 0.42 | 0.42 | 0.42 | 0.42
METRDIMH00 | 3.55 | 3.55 | 3.55 | 3.55 | 3.55 | 3.55 | 3.55 | 3.55 | 3.55 | 3.55 | 3.55 | 3.55 | 3.55 | 3.55 | 3.55 | 3.55 | 3.55 | 3.55 | 3.55 | 3.55 | 3.55 | 3.55 | 3.55 | 3.55 | 3.55 | 3.55 | 3.55 | 3.55 | 3.55 | 3.55 | 3.55 | 3.55 | 3.55 | 3.55 | 3.55 | 3.55
METRDEXH00 | 2.14 | 2.14 | 2.14 | 2.14 | 2.14 | 2.14 | 2.14 | 2.14 | 2.14 | 2.14 | 2.14 | 2.14 | 2.14 | 2.14 | 2.14 | 2.14 | 2.14 | 2.14 | 2.14 | 2.14 | 2.14 | 2.14 | 2.14 | 2.14 | 2.14 | 2.14 | 2.14 | 2.14 | 2.14 | 2.14 | 2.14 | 2.14 | 2.14 | 2.14 | 2.14 | 2.14
XKTRDIMH00 | 2.72 | 2.72 | 2.72 | 2.72 | 2.72 | 2.72 | 2.72 | 2.72 | 2.72 | 2.72 | 2.72 | 2.72 | 2.72 | 2.72 | 2.72 | 2.72 | 2.72 | 2.72 | 2.72 | 2.72 | 2.72 | 2.72 | 2.72 | 2.72 | 2.72 | 2.72 | 2.72 | 2.72 | 2.72 | 2.72 | 2.72 | 2.72 | 2.72 | 2.72 | 2.72 | 2.72
XKTRDEXH00 | 2.41 | 2.41 | 2.41 | 2.41 | 2.41 | 2.41 | 2.41 | 2.41 | 2.41 | 2.41 | 2.41 | 2.41 | 2.41 | 2.41 | 2.41 | 2.41 | 2.41 | 2.41 | 2.41 | 2.41 | 2.41 | 2.41 | 2.41 | 2.41 | 2.41 | 2.41 | 2.41 | 2.41 | 2.41 | 2.41 | 2.41 | 2.41 | 2.41 | 2.41 | 2.41 | 2.41
Climate Change | 2025 projections - 20201030 2020: 2050 projections - 20201030
| 2020 | 2021 | 2022 | 2023 | 2024 | 2025 | 2026 | 2027 | 2028 | 2029 | 2030 | 2031 | 2032 | 2033 | 2034 | 2035 | 2036 | 2037 | 2038 | 2039 | 2040 | 2041 | 2042 | 2043 | 2044 | 2045 | 2046 | 2047 | 2048 | 2049 | 2050 | 2051 | 2052 | 2053 | 2054 | 2055:=
MKCWTLK0BD | 280 | 280 | 280 | 280 | 280 | 280 | 280 | 280 | 280 | 280 | 280 | 280 | 280 | 280 | 280 | 280 | 280 | 280 | 280 | 280 | 280 | 280 | 280 | 280 | 280 | 280 | 280 | 280 | 280 | 280 | 280 | 280 | 280 | 280 | 280 | 280
MKCWTCT1BD | 29 | 29 | 29 | 29 | 29 | 29 | 29 | 29 | 29 | 29 | 29 | 29 | 29 | 29 | 29 | 29 | 29 | 29 | 29 | 29 | 29 | 29 | 29 | 29 | 29 | 29 | 29 | 29 | 29 | 29 | 29 | 29 | 29 | 29 | 29 | 29
MKCWTSP1BD | 120 | 120 | 120 | 120 | 120 | 120 | 120 | 120 | 120 | 120 | 120 | 120 | 120 | 120 | 120 | 120 | 120 | 120 | 120 | 120 | 120 | 120 | 120 | 120 | 120 | 120 | 120 | 120 | 120 | 120 | 120 | 120 | 120 | 120 | 120 | 120
MKCWTCT2BD | 229 | 229 | 229 | 229 | 229 | 229 | 229 | 229 | 229 | 229 | 229 | 229 | 229 | 229 | 229 | 229 | 229 | 229 | 229 | 229 | 229 | 229 | 229 | 229 | 229 | 229 | 229 | 229 | 229 | 229 | 229 | 229 | 229 | 229 | 229 | 229
MKCWTSP2BD | 120 | 120 | 120 | 120 | 120 | 120 | 120 | 120 | 120 | 120 | 120 | 120 | 120 | 120 | 120 | 120 | 120 | 120 | 120 | 120 | 120 | 120 | 120 | 120 | 120 | 120 | 120 | 120 | 120 | 120 | 120 | 120 | 120 | 120 | 120 | 120
MKCWTCT3DD | 409 | 409 | 409 | 409 | 409 | 409 | 409 | 409 | 409 | 409 | 409 | 409 | 409 | 409 | 409 | 409 | 409 | 409 | 409 | 409 | 409 | 409 | 409 | 409 | 409 | 409 | 409 | 409 | 409 | 409 | 409 | 409 | 409 | 409 | 409 | 409
XKCWTRS1WD | 677 | 677 | 677 | 677 | 677 | 677 | 677 | 677 | 677 | 677 | 677 | 677 | 677 | 677 | 677 | 677 | 677 | 677 | 677 | 677 | 677 | 677 | 677 | 677 | 677 | 677 | 677 | 677 | 677 | 677 | 677 | 677 | 677 | 677 | 677 | 677
ALCWTCT1DD | 370 | 370 | 370 | 370 | 370 | 370 | 370 | 370 | 370 | 370 | 370 | 370 | 370 | 370 | 370 | 370 | 370 | 370 | 370 | 370 | 370 | 370 | 370 | 370 | 370 | 370 | 370 | 370 | 370 | 370 | 370 | 370 | 370 | 370 | 370 | 370
ALCWTSP4DD | 120 | 120 | 120 | 120 | 120 | 120 | 120 | 120 | 120 | 120 | 120 | 120 | 120 | 120 | 120 | 120 | 120 | 120 | 120 | 120 | 120 | 120 | 120 | 120 | 120 | 120 | 120 | 120 | 120 | 120 | 120 | 120 | 120 | 120 | 120 | 120
ALCWTCT2DD | 1003 | 1003 | 1003 | 1003 | 1003 | 1003 | 1003 | 1003 | 1003 | 1003 | 1003 | 1003 | 1003 | 1003 | 1003 | 1003 | 1003 | 1003 | 1003 | 1003 | 1003 | 1003 | 1003 | 1003 | 1003 | 1003 | 1003 | 1003 | 1003 | 1003 | 1003 | 1003 | 1003 | 1003 | 1003 | 1003
ALCWTSP5DD | 120 | 120 | 120 | 120 | 120 | 120 | 120 | 120 | 120 | 120 | 120 | 120 | 120 | 120 | 120 | 120 | 120 | 120 | 120 | 120 | 120 | 120 | 120 | 120 | 120 | 120 | 120 | 120 | 120 | 120 | 120 | 120 | 120 | 120 | 120 | 120
ALCWTCT3DD | 171 | 171 | 171 | 171 | 171 | 171 | 171 | 171 | 171 | 171 | 171 | 171 | 171 | 171 | 171 | 171 | 171 | 171 | 171 | 171 | 171 | 171 | 171 | 171 | 171 | 171 | 171 | 171 | 171 | 171 | 171 | 171 | 171 | 171 | 171 | 171
ALCWTSP6DD | 120 | 120 | 120 | 120 | 120 | 120 | 120 | 120 | 120 | 120 | 120 | 120 | 120 | 120 | 120 | 120 | 120 | 120 | 120 | 120 | 120 | 120 | 120 | 120 | 120 | 120 | 120 | 120 | 120 | 120 | 120 | 120 | 120 | 120 | 120 | 120
ALCWTCT4DD | 383.5 | 383.5 | 383.5 | 383.5 | 383.5 | 383.5 | 383.5 | 383.5 | 383.5 | 383.5 | 383.5 | 383.5 | 383.5 | 383.5 | 383.5 | 383.5 | 383.5 | 383.5 | 383.5 | 383.5 | 383.5 | 383.5 | 383.5 | 383.5 | 383.5 | 383.5 | 383.5 | 383.5 | 383.5 | 383.5 | 383.5 | 383.5 | 383.5 | 383.5 | 383.5 | 383.5
ALTRDIMH00 | 9.99 | 9.99 | 9.99 | 9.99 | 9.99 | 9.99 | 9.99 | 9.99 | 9.99 | 9.99 | 9.99 | 9.99 | 9.99 | 9.99 | 9.99 | 9.99 | 9.99 | 9.99 | 9.99 | 9.99 | 9.99 | 9.99 | 9.99 | 9.99 | 9.99 | 9.99 | 9.99 | 9.99 | 9.99 | 9.99 | 9.99 | 9.99 | 9.99 | 9.99 | 9.99 | 9.99
ALTRDEXH00 | 5.54 | 5.54 | 5.54 | 5.54 | 5.54 | 5.54 | 5.54 | 5.54 | 5.54 | 5.54 | 5.54 | 5.54 | 5.54 | 5.54 | 5.54 | 5.54 | 5.54 | 5.54 | 5.54 | 5.54 | 5.54 | 5.54 | 5.54 | 5.54 | 5.54 | 5.54 | 5.54 | 5.54 | 5.54 | 5.54 | 5.54 | 5.54 | 5.54 | 5.54 | 5.54 | 5.54
MKTRDIMH00 | 5.7 | 5.7 | 5.7 | 5.7 | 5.7 | 5.7 | 5.7 | 5.7 | 5.7 | 5.7 | 5.7 | 5.7 | 5.7 | 5.7 | 5.7 | 5.7 | 5.7 | 5.7 | 5.7 | 5.7 | 5.7 | 5.7 | 5.7 | 5.7 | 5.7 | 5.7 | 5.7 | 5.7 | 5.7 | 5.7 | 5.7 | 5.7 | 5.7 | 5.7 | 5.7 | 5.7
MKTRDEXH00 | 0.42 | 0.42 | 0.42 | 0.42 | 0.42 | 0.42 | 0.42 | 0.42 | 0.42 | 0.42 | 0.42 | 0.42 | 0.42 | 0.42 | 0.42 | 0.42 | 0.42 | 0.42 | 0.42 | 0.42 | 0.42 | 0.42 | 0.42 | 0.42 | 0.42 | 0.42 | 0.42 | 0.42 | 0.42 | 0.42 | 0.42 | 0.42 | 0.42 | 0.42 | 0.42 | 0.42
METRDIMH00 | 3.55 | 3.55 | 3.55 | 3.55 | 3.55 | 3.55 | 3.55 | 3.55 | 3.55 | 3.55 | 3.55 | 3.55 | 3.55 | 3.55 | 3.55 | 3.55 | 3.55 | 3.55 | 3.55 | 3.55 | 3.55 | 3.55 | 3.55 | 3.55 | 3.55 | 3.55 | 3.55 | 3.55 | 3.55 | 3.55 | 3.55 | 3.55 | 3.55 | 3.55 | 3.55 | 3.55
METRDEXH00 | 2.14 | 2.14 | 2.14 | 2.14 | 2.14 | 2.14 | 2.14 | 2.14 | 2.14 | 2.14 | 2.14 | 2.14 | 2.14 | 2.14 | 2.14 | 2.14 | 2.14 | 2.14 | 2.14 | 2.14 | 2.14 | 2.14 | 2.14 | 2.14 | 2.14 | 2.14 | 2.14 | 2.14 | 2.14 | 2.14 | 2.14 | 2.14 | 2.14 | 2.14 | 2.14 | 2.14
XKTRDIMH00 | 2.72 | 2.72 | 2.72 | 2.72 | 2.72 | 2.72 | 2.72 | 2.72 | 2.72 | 2.72 | 2.72 | 2.72 | 2.72 | 2.72 | 2.72 | 2.72 | 2.72 | 2.72 | 2.72 | 2.72 | 2.72 | 2.72 | 2.72 | 2.72 | 2.72 | 2.72 | 2.72 | 2.72 | 2.72 | 2.72 | 2.72 | 2.72 | 2.72 | 2.72 | 2.72 | 2.72
XKTRDEXH00 | 2.41 | 2.41 | 2.41 | 2.41 | 2.41 | 2.41 | 2.41 | 2.41 | 2.41 | 2.41 | 2.41 | 2.41 | 2.41 | 2.41 | 2.41 | 2.41 | 2.41 | 2.41 | 2.41 | 2.41 | 2.41 | 2.41 | 2.41 | 2.41 | 2.41 | 2.41 | 2.41 | 2.41 | 2.41 | 2.41 | 2.41 | 2.41 | 2.41 | 2.41 | 2.41 | 2.41

## reserviors
KESH activity report 2017
# | Plant | Reservoir Storage Volume (million m3) | Lake total capacity (MCM) | Lake Active Capacity (MCM) | Min Storage Charge | Capacity (MW) | Turbine | Started Operation | Net Head | Installed Inflow | AVG Output Last 15 years (GWh) | AVG Output Last 15 years (PJ) | Spillway capacity (m3/sec) | Spillway capacity (MCM) | Mean Annual Inflow (m3/sec) | Mean Annual Inflow (MCM)
1 | Globocica | 55.3 | 55.3 | 13.2 | 0.7613 | 42 | 2*21 | 1965 | 95.29 | 50 (2X25) m3/sec | 185.6 | 0.66816 | 1100 | 34689.6 | 22.8542 | 720.729
2 | Shpilje | 506 | 506 | 218 | 0.56917 | 84 | Francis 3*28 | 1969 | 91.3 | 108 (3X36) m3/sec | 288.3 | 1.0379 | 2200 | 69379.2 | 42.3717 | 1336.2329
FYROM Total/Average |  |  | 2700 |  |  | 84 |  |  |  |  | 288.3
3 | Fierza | 2350 | 2700 | 2350 | 0.12963 | 500 | Francis 4*125 | 1976 | 118 | 4 X 123,5 m3/sec | 1466 | 5.2776 | 2670 | 84201.12 | 196 | 6181.056
4 | Komani | 188 | 500 | 188 | 0.624 | 600 | Francis 4*150 | 1985 | 96 | 4 X 180 m3/sec | 1794.4 | 6.4598 | 3400 | 107222.4 | 263 | 8293.968
5 | Vau I Dejes | 310 | 580 | 262 | 0.54828 | 250 | Francis 5*50 | 1970 | 52 | 5 X 113 m3/sec | 952.4 | 3.4286 | 6700 | 211291.2 | 278 | 8767.008
ALBANIA Total/Average | [5 empty] | 1350 |  |  |  |  | 4212.8
Total Drin River Basin | [5 empty] | 1434 |  |  |  |  | 4501.1
Source: Hydrologic interventions
* | These are the values used as input-output activity ratios and calculated based on the (net head) value given in the table, water density, g, and Turbine efficiency.
** | Input-Output values based in the (installed inflow) values shown in the table.
# | Plant | Generation (w) | density (kg/m3) | g (m/sec2) | Turbine effic (%) | Reservior height (m) | CALCULATED Input Flow (Q) m3/sec | MCM * | Input Flow (Q) m3/sec | MCM ** | GW | Energy (PJ) | Ratio X (MCM/PJ) | Variable cost (Euro/ MWh) | Variable cost (million USD / PJ) |  | Note
1 | Globocica | 42000000 | 1000 | 9.81 | 0.9 | 95.29 | 49.9218 | 1574.3346 | 50 | 1576.8 | 0.042 | 1.3245 | 1190.4762 | 2.2 | 0.67222 |  | To convert m3/sec to MCM : Multeply by (3600*8760/1e6) = 31.536
2 | Shpilje | 84000000 | 1000 | 9.81 | 0.9 | 91.3 | 104.207 | 3286.2727 | 108 | 3405.888 | 0.084 | 2.649 | 1285.7143 | 2.2 | 0.67222 |  | So (m3/sec/GW) = (MCM/PJ)
FYROM Total/Average | [16 empty] | Also to convert GW (Power) to PJ (Energy): Multeply by 31.536
3 | Fierza | 500000000 | 1000 | 9.81 | 0.9 | 118 | 479.9284 | 15135.0231 | 494 | 15578.784 | 0.5 | 15.768 | 988 | 2.2 | 0.67222 |  | 1 PJ | 277.778 | GWh
4 | Komani | 600000000 | 1000 | 9.81 | 0.9 | 96 | 707.8944 | 22324.159 | 720 | 22705.92 | 0.6 | 18.9216 | 1200 | 2.2 | 0.67222 |  | 1 MWH | 3.6e-06 | PJ | 0.00036
5 | Vau I Dejes | 250000000 | 1000 | 9.81 | 0.9 | 52 | 544.5342 | 17172.43 | 565 | 17817.84 | 0.25 | 7.884 | 2260 | 2.2 | 0.67222 |  | 1 EURO | 1.1 | USD
ALBANIA Total/Average | [16 empty] | 8.8 | m3/kwh
Total Drin River Basin | [16 empty] | 2444.4464 | MCM/PJ
[9 empty] | 800 | 25228.8 | 0.315 | 9.9338 | 2539.6825
[12 empty] | cas04 |  | cas_06 |  | cas_07
# | Plant | Capacity (MW) | Max output (GWh) | 15 yrs AVG Output (GWh) | CF | 15 yrs avg Output in PJ | Net Head | Installed Inflow | Total flow in MCM (year) | MCM/GWh | Ratio X (MCM/PJ) | model results - output in (PJ) | abs diff (%) | model results - output in (PJ) | abs diff (%) | model results - output in (PJ) | abs diff (%) | with Availability factor = 0.9 | abs diff (%)
1 | Globocica | 42 | 367.92 | 185.6 | 50.45% | 0.66816 | 95.29 | 50 | 1576.8 | 4.2857 | 1190.4771 | 0.366 | 45.22% | 0.597 | 10.65% | 0.7 | 4.765% | 0.595 | 10.95%
2 | Shpilje | 84 | 735.84 | 288.3 | 39.18% | 1.0379 | 91.3 | 108 | 3405.888 | 4.6286 | 1285.7153 | 0.696 | 32.94% | 1.05 | 1.168% | 1.38 | 32.96% | 1.173 | 13.02%
3 | Fierza | 500 | 4380 | 1466 | 33.47% | 5.2776 | 118 | 494 | 15578.784 | 3.5568 | 988.0008 | 4.545 | 13.88% | 5.515 | 4.498% | 7.83 | 48.36% | 6.6555 | 26.11%
4 | Komani | 600 | 5256 | 1794.4 | 34.14% | 6.4598 | 96 | 720 | 22705.92 | 4.32 | 1200.001 | 5.04 | 21.98% | 6.36 | 1.545% | 8.9 | 37.77% | 7.565 | 17.11%
5 | Vau I Dejes | 250 | 2190 | 952.4 | 43.49% | 3.4286 | 52 | 565 | 17817.84 | 8.136 | 2260.0018 | 2.85 | 16.88% | 3.59 | 4.706% | 3.86 | 12.58% | 3.281 | 4.306%
[12 empty] | avg | 21.42% | avg | 2.979% |  | 32.92% |  | 15.14%
Sources
1 | https://www.esm.com.mk/?page_id=1856&lang=en
2 | https://www.esm.com.mk/?page_id=1849&lang=sq
3 | KESH Activity Report 2017
4 | http://drincorda.iwlearn.org/library-main/meetings/stakeholder-conferences/copy_of_material-from-the-4th-drin-stakeholders-conference/presentations/Session%202.1/marjan-glavincheski_5th-drin-stakeholders-conference-2017
5 | https://www.esm.com.mk/wp-content/uploads/2017/04/Godisen_izvestaj_2012-MKD-1-1.pdf
Note on D3: Youssef Almulla: source 1
Note on E3: Youssef Almulla: source 1
Note on N3: Youssef Almulla: source 4
Note on O3: Youssef Almulla: source 4
Note on P3: Youssef Almulla: source 5
Note on D4: Youssef Almulla: source 2
Note on E4: Youssef Almulla: source 2
Note on N4: Youssef Almulla: source 4
Note on P4: Youssef Almulla: source 5
Note on D6: Youssef Almulla: source 3
Note on E6: Youssef Almulla: source 3
Note on D7: Youssef Almulla: source 3
Note on E7: Youssef Almulla: source 3
Note on C8: Youssef Almulla: KESH Activity report says the lake active volume is 263 MCM
Note on D8: Youssef Almulla: source 3
Note on E8: Youssef Almulla: source 3
Note on N8: Youssef Almulla: KESH activity report
Note on O16: Youssef Almulla: Data from Meivis
Note on O17: Youssef Almulla: Data from Meivis
Note on O19: Youssef Almulla: assumed the same as NM.
Note on O20: Youssef Almulla: assumed the same as NM.
Note on O21: Youssef Almulla: assumed the same as NM.

## Storage
StorageMaxCapacity
param | ResidualStorageCapacity | default | 0 | :=
[region,*,*]:
| NewStorage ID | 2020 | 2021 | 2022 | 2023 | 2024 | 2025 | 2026 | 2027 | 2028 | 2029 | 2030 | 2031 | 2032 | 2033 | 2034 | 2035 | 2036 | 2037 | 2038 | 2039 | 2040 | 2041 | 2042 | 2043 | 2044 | 2045 | 2046 | 2047 | 2048 | 2049 | 2050 | 2051 | 2052 | 2053 | 2054 | 2055:=
Globocica_S | MKSGLOBO | 55.3 | 55.3 | 55.3 | 55.3 | 55.3 | 55.3 | 55.3 | 55.3 | 55.3 | 55.3 | 55.3 | 55.3 | 55.3 | 55.3 | 55.3 | 55.3 | 55.3 | 55.3 | 55.3 | 55.3 | 55.3 | 55.3 | 55.3 | 55.3 | 55.3 | 55.3 | 55.3 | 55.3 | 55.3 | 55.3 | 55.3 | 55.3 | 55.3 | 55.3 | 55.3 | 55.3
Shpilje_S | MKSSHPIL | 506 | 506 | 506 | 506 | 506 | 506 | 506 | 506 | 506 | 506 | 506 | 506 | 506 | 506 | 506 | 506 | 506 | 506 | 506 | 506 | 506 | 506 | 506 | 506 | 506 | 506 | 506 | 506 | 506 | 506 | 506 | 506 | 506 | 506 | 506 | 506
Skavica_S |  |  | 0 | 0 | 0 | 0 | 0 | 0 | 0 | 0 | 0 | 0 | 0 | 0 | 0 | 0 | 0 | 0 | 0 | 0 | 0 | 0 | 0 | 0 | 0 | 0 | 0 | 0 | 0 | 0 | 0 | 0 | 0 | 0 | 0 | 0 | 0
Fierza_S | ALSFIERZ | 2700 | 2700 | 2700 | 2700 | 2700 | 2700 | 2700 | 2700 | 2700 | 2700 | 2700 | 2700 | 2700 | 2700 | 2700 | 2700 | 2700 | 2700 | 2700 | 2700 | 2700 | 2700 | 2700 | 2700 | 2700 | 2700 | 2700 | 2700 | 2700 | 2700 | 2700 | 2700 | 2700 | 2700 | 2700 | 2700
Koman_S | ALSKOMAN | 500 | 500 | 500 | 500 | 500 | 500 | 500 | 500 | 500 | 500 | 500 | 500 | 500 | 500 | 500 | 500 | 500 | 500 | 500 | 500 | 500 | 500 | 500 | 500 | 500 | 500 | 500 | 500 | 500 | 500 | 500 | 500 | 500 | 500 | 500 | 500
Vau_i_Dejes_S | ALSVAUDE | 580 | 580 | 580 | 580 | 580 | 580 | 580 | 580 | 580 | 580 | 580 | 580 | 580 | 580 | 580 | 580 | 580 | 580 | 580 | 580 | 580 | 580 | 580 | 580 | 580 | 580 | 580 | 580 | 580 | 580 | 580 | 580 | 580 | 580 | 580 | 580
;
param | MinStorageCharge | 2020: default; 2021: 0; 2022: :=
[region,*,*]:
|  | 2020 | 2021 | 2022 | 2023 | 2024 | 2025 | 2026 | 2027 | 2028 | 2029 | 2030 | 2031 | 2032 | 2033 | 2034 | 2035 | 2036 | 2037 | 2038 | 2039 | 2040 | 2041 | 2042 | 2043 | 2044 | 2045 | 2046 | 2047 | 2048 | 2049 | 2050 | 2051 | 2052 | 2053 | 2054 | 2055:=
Globocica_S | MKSGLOBO | 0.76 | 0.76 | 0.76 | 0.76 | 0.76 | 0.76 | 0.76 | 0.76 | 0.76 | 0.76 | 0.76 | 0.76 | 0.76 | 0.76 | 0.76 | 0.76 | 0.76 | 0.76 | 0.76 | 0.76 | 0.76 | 0.76 | 0.76 | 0.76 | 0.76 | 0.76 | 0.76 | 0.76 | 0.76 | 0.76 | 0.76 | 0.76 | 0.76 | 0.76 | 0.76 | 0.76
Shpilje_S | MKSSHPIL | 0.57 | 0.57 | 0.57 | 0.57 | 0.57 | 0.57 | 0.57 | 0.57 | 0.57 | 0.57 | 0.57 | 0.57 | 0.57 | 0.57 | 0.57 | 0.57 | 0.57 | 0.57 | 0.57 | 0.57 | 0.57 | 0.57 | 0.57 | 0.57 | 0.57 | 0.57 | 0.57 | 0.57 | 0.57 | 0.57 | 0.57 | 0.57 | 0.57 | 0.57 | 0.57 | 0.57
Skavica_S |  | 0.65 | 0.65 | 0.65 | 0.65 | 0.65 | 0.65 | 0.65 | 0.65 | 0.65 | 0.65 | 0.65 | 0.65 | 0.65 | 0.65 | 0.65 | 0.65 | 0.65 | 0.65 | 0.65 | 0.65 | 0.65 | 0.65 | 0.65 | 0.65 | 0.65 | 0.65 | 0.65 | 0.65 | 0.65 | 0.65 | 0.65 | 0.65 | 0.65 | 0.65 | 0.65 | 0.65
Fierza_S | ALSFIERZ | 0.13 | 0.13 | 0.13 | 0.13 | 0.13 | 0.13 | 0.13 | 0.13 | 0.13 | 0.13 | 0.13 | 0.13 | 0.13 | 0.13 | 0.13 | 0.13 | 0.13 | 0.13 | 0.13 | 0.13 | 0.13 | 0.13 | 0.13 | 0.13 | 0.13 | 0.13 | 0.13 | 0.13 | 0.13 | 0.13 | 0.13 | 0.13 | 0.13 | 0.13 | 0.13 | 0.13
Koman_S | ALSKOMAN | 0.62 | 0.62 | 0.62 | 0.62 | 0.62 | 0.62 | 0.62 | 0.62 | 0.62 | 0.62 | 0.62 | 0.62 | 0.62 | 0.62 | 0.62 | 0.62 | 0.62 | 0.62 | 0.62 | 0.62 | 0.62 | 0.62 | 0.62 | 0.62 | 0.62 | 0.62 | 0.62 | 0.62 | 0.62 | 0.62 | 0.62 | 0.62 | 0.62 | 0.62 | 0.62 | 0.62
Vau_i_Dejes_S | ALSVAUDE | 0.55 | 0.55 | 0.55 | 0.55 | 0.55 | 0.55 | 0.55 | 0.55 | 0.55 | 0.55 | 0.55 | 0.55 | 0.55 | 0.55 | 0.55 | 0.55 | 0.55 | 0.55 | 0.55 | 0.55 | 0.55 | 0.55 | 0.55 | 0.55 | 0.55 | 0.55 | 0.55 | 0.55 | 0.55 | 0.55 | 0.55 | 0.55 | 0.55 | 0.55 | 0.55 | 0.55
;
param | StorageMaxChargeRate | 2020: default; 2021: 9999; 2022: :=
;
param | StorageMaxDischargeRate | 2020: default; 2021: 9999; 2022: :=
;
param TechnologyToStorage default 0 :=
Storage | Technology | 2020: mode; 2021: Value
Globocica_S | Globocica_T | 2020: 1; 2021: 0
Shpilje_S | Shpilje_T | 2020: 1; 2021: 0
Skavica_S | Skavica_T | bar: 2020 to 2021
Fierza_S | Fierza_T | 2020: 1; 2021: 0
Koman_S | Koman_T | 2020: 1; 2021: 0
Vau_i_Dejes_S | Vau_i_Dejes_T | 2020: 1; 2021: 0
param TechnologyFromStorage default 0 :=
Storage | Technology | 2020: mode; 2021: Value
Globocica_S | Globocica_T | 2020: 2; 2021: 0
SPL1 | bar: 2020 to 2021
Shpilje_S | Shpilje_T | 2020: 2; 2021: 0
SPL2 | bar: 2020 to 2021
Skavica_S | Skavica_T | 2020: 2; 2021: ??
SPL3 | bar: 2020
Fierza_S | Fierza_T | 2020: 2; 2021: 0
SPL4 | bar: 2020 to 2021
Koman_S | Koman_T | 2020: 2; 2021: 0
SPL5 | bar: 2020 to 2021
Vau_i_Dejes_S | Vau_i_Dejes_T | 2020: 2; 2021: 0
SPL6 | bar: 2020 to 2021
param | CapitalCostStorage | 2020: default; 2021: 100000000; 2022: :=
;
param | Conversionld | 2020: default; 2021: 1; 2022: :=
;
param | Conversionlh | 2020: default; 2021: 1; 2022: :=
;
param | Conversionls | 2020: default; 2021: 0; 2022: :
1 | 2 | 2020: 3; 2021: 4:=
1 | 1 | 2020: 0; 2021: 0; 2022: 0
2 | 0 | 2020: 1; 2021: 0; 2022: 0
3 | 0 | 2020: 0; 2021: 1; 2022: 0
4 | 0 | 2020: 0; 2021: 0; 2022: 1
;
param | OperationalLifeStorage | 2020: default; 2021: 80; 2022: :=
;

## Demand
param | AccumulatedAnnualDemand | default | 0 | :=
;
param | SpecifiedAnnualDemand | default | 0 | :=
[region,*,*]:
| 2020 | 2021 | 2022 | 2023 | 2024 | 2025 | 2026 | 2027 | 2028 | 2029 | 2030 | 2031 | 2032 | 2033 | 2034 | 2035 | 2036 | 2037 | 2038 | 2039 | 2040 | 2041 | 2042 | 2043 | 2044 | 2045 | 2046 | 2047 | 2048 | 2049 | 2050 | 2051 | 2052 | 2053 | 2054 | 2055:=
ALEL3 | 27.46 | 28.12 | 28.77 | 29.43 | 30.08 | 30.74 | 31.38 | 32.04 | 32.6844 | 33.34 | 34.01 | 34.65 | 35.31 | 35.98 | 36.66 | 37.36 | 37.87 | 38.38 | 38.89 | 39.39 | 39.9 | 40.41 | 40.92 | 41.43 | 41.94 | 42.45 | 42.96 | 43.46 | 43.97 | 44.48 | 44.99 | 45.496 | 46.004 | 46.512 | 47.02 | 47.528
MKEL3 | 25.58 | 25.81 | 26.03 | 26.26 | 26.49 | 26.71 | 27.25 | 27.78 | 28.32 | 28.86 | 29.39 | 29.86 | 30.33 | 30.79 | 31.26 | 31.76 | 31.97 | 32.2 | 32.44 | 32.67 | 32.91 | 33.29 | 33.67 | 34.05 | 34.43 | 34.81 | 35.19 | 35.57 | 35.98 | 36.34 | 36.72 | 37.109 | 37.492 | 37.875 | 38.258 | 38.641
MEEL3 | 13.01 | 13.18 | 13.36 | 13.53 | 13.69 | 13.87 | 14.04 | 14.21 | 14.38 | 14.55 | 14.73 | 14.89 | 15.07 | 15.24 | 15.4 | 15.58 | 15.75 | 15.93 | 16.09 | 16.26 | 16.44 | 16.57 | 16.69 | 16.83 | 16.96 | 17.09 | 17.22 | 17.35 | 17.48 | 17.61 | 17.74 | 17.87 | 18 | 18.13 | 18.26 | 18.39
XSEL3 | 21.006 | 21.2364 | 21.3984 | 21.564 | 21.744 | 21.852 | 21.96 | 22.1616 | 22.2084 | 22.4442 | 22.68 | 23.22 | 23.76 | 24.29 | 24.84 | 25.38 | 25.92 | 26.46 | 26.99 | 27.54 | 28.08 | 28.22 | 28.37 | 28.51 | 28.66 | 28.79 | 28.94 | 29.09 | 29.23 | 29.38 | 29.52 | 29.667 | 29.812 | 29.957 | 30.102 | 30.247
W_DrinOutflow | 6500 | 6500 | 6500 | 6500 | 6500 | 6500 | 6500 | 6500 | 6500 | 6500 | 6500 | 6500 | 6500 | 6500 | 6500 | 6500 | 6500 | 6500 | 6500 | 6500 | 6500 | 6500 | 6500 | 6500 | 6500 | 6500 | 6500 | 6500 | 6500 | 6500 | 6500 | 6500 | 6500 | 6500 | 6500 | 6500
;
Note:
Yellow fields are based on the average annual electricity growth rate for the SEERMAP region (0,74%). Greeh values are taken from country specific projections made after the 2017 SEERMAP report
The damand for Montenegro (blue) follows the growth rate as proposed by the SEERMAP report, however, the start value for 2020 have been reduced in order to conform with published data from 2019. The 2030 value also corresponds to projections from the EPCG 2030 vision, however, due to the lower starting point it is now 0,987 PJ less
Since the demand for Albania was 8% higher in 2036 according to the SEERMAP report compared to the Albanian projection in 2035, an interpolation of the 2035 value and the 2050 SEERMAP value was made for the period 2036-2050, shown in blue
Sources
Kosovo: | 2020: http://ero-ks.org/2019/Publikimet/Deklarate_mbi_Sigurine_e_Furnizimit_ne_Kosove(energji_elektrike_gaz_natyror_nafte)ZRRE_31_07_2019.pdf
N.Macedonia: | 2020: https://www.google.se/url?sa=t&rct=j&q=&esrc=s&source=web&cd=&ved=2ahUKEwjDicDl09PpAhVhl4sKHcCRBLsQFjABegQIAhAB&url=https%3A%2F%2Fenergy-community.org%2Fdam%2Fjcr%3A86a92591-222c-4a85-b15e-cdf25e8176a5%2FSoS_MA_%25202019.pdf&usg=AOvVaw3ceV52XRKwa9kvUmfDSe0K
Montenegro: | 2020: http://www.gov.me/ResourceManager/FileDownload.aspx?rId=391351&rType=2
Albania: | 2020: https://www.parlament.al/Files/Kerkese/RaportivjetorERE2018perfundimtar.pdf
param | 2020: SpecifiedDemandProfile; 2021: default; 2022: 0; 2023: :=
[region,ELEC_1,*,*]:
| 2020 | 2021 | 2022 | 2023 | 2024 | 2025 | 2026 | 2027 | 2028 | 2029 | 2030 | 2031 | 2032 | 2033 | 2034 | 2035 | 2036 | 2037 | 2038 | 2039 | 2040 | 2041 | 2042 | 2043 | 2044 | 2045 | :=
1 | 0.083 | 0.083 | 0.083 | 0.083 | 0.083 | 0.083 | 0.083 | 0.083 | 0.083 | 0.083 | 0.083 | 0.083 | 0.083 | 0.083 | 0.083 | 0.083 | 0.083 | 0.083 | 0.083 | 0.083 | 0.083 | 0.083 | 0.083 | 0.083 | 0.083 | 0.083
2 | 0.083 | 0.083 | 0.083 | 0.083 | 0.083 | 0.083 | 0.083 | 0.083 | 0.083 | 0.083 | 0.083 | 0.083 | 0.083 | 0.083 | 0.083 | 0.083 | 0.083 | 0.083 | 0.083 | 0.083 | 0.083 | 0.083 | 0.083 | 0.083 | 0.083 | 0.083
3 | 0.083 | 0.083 | 0.083 | 0.083 | 0.083 | 0.083 | 0.083 | 0.083 | 0.083 | 0.083 | 0.083 | 0.083 | 0.083 | 0.083 | 0.083 | 0.083 | 0.083 | 0.083 | 0.083 | 0.083 | 0.083 | 0.083 | 0.083 | 0.083 | 0.083 | 0.083
4 | 0.083 | 0.083 | 0.083 | 0.083 | 0.083 | 0.083 | 0.083 | 0.083 | 0.083 | 0.083 | 0.083 | 0.083 | 0.083 | 0.083 | 0.083 | 0.083 | 0.083 | 0.083 | 0.083 | 0.083 | 0.083 | 0.083 | 0.083 | 0.083 | 0.083 | 0.083
5 | 0.083 | 0.083 | 0.083 | 0.083 | 0.083 | 0.083 | 0.083 | 0.083 | 0.083 | 0.083 | 0.083 | 0.083 | 0.083 | 0.083 | 0.083 | 0.083 | 0.083 | 0.083 | 0.083 | 0.083 | 0.083 | 0.083 | 0.083 | 0.083 | 0.083 | 0.083
6 | 0.083 | 0.083 | 0.083 | 0.083 | 0.083 | 0.083 | 0.083 | 0.083 | 0.083 | 0.083 | 0.083 | 0.083 | 0.083 | 0.083 | 0.083 | 0.083 | 0.083 | 0.083 | 0.083 | 0.083 | 0.083 | 0.083 | 0.083 | 0.083 | 0.083 | 0.083
7 | 0.083 | 0.083 | 0.083 | 0.083 | 0.083 | 0.083 | 0.083 | 0.083 | 0.083 | 0.083 | 0.083 | 0.083 | 0.083 | 0.083 | 0.083 | 0.083 | 0.083 | 0.083 | 0.083 | 0.083 | 0.083 | 0.083 | 0.083 | 0.083 | 0.083 | 0.083
8 | 0.083 | 0.083 | 0.083 | 0.083 | 0.083 | 0.083 | 0.083 | 0.083 | 0.083 | 0.083 | 0.083 | 0.083 | 0.083 | 0.083 | 0.083 | 0.083 | 0.083 | 0.083 | 0.083 | 0.083 | 0.083 | 0.083 | 0.083 | 0.083 | 0.083 | 0.083
9 | 0.083 | 0.083 | 0.083 | 0.083 | 0.083 | 0.083 | 0.083 | 0.083 | 0.083 | 0.083 | 0.083 | 0.083 | 0.083 | 0.083 | 0.083 | 0.083 | 0.083 | 0.083 | 0.083 | 0.083 | 0.083 | 0.083 | 0.083 | 0.083 | 0.083 | 0.083
10 | 0.083 | 0.083 | 0.083 | 0.083 | 0.083 | 0.083 | 0.083 | 0.083 | 0.083 | 0.083 | 0.083 | 0.083 | 0.083 | 0.083 | 0.083 | 0.083 | 0.083 | 0.083 | 0.083 | 0.083 | 0.083 | 0.083 | 0.083 | 0.083 | 0.083 | 0.083
11 | 0.083 | 0.083 | 0.083 | 0.083 | 0.083 | 0.083 | 0.083 | 0.083 | 0.083 | 0.083 | 0.083 | 0.083 | 0.083 | 0.083 | 0.083 | 0.083 | 0.083 | 0.083 | 0.083 | 0.083 | 0.083 | 0.083 | 0.083 | 0.083 | 0.083 | 0.083
12 | 0.083 | 0.083 | 0.083 | 0.083 | 0.083 | 0.083 | 0.083 | 0.083 | 0.083 | 0.083 | 0.083 | 0.083 | 0.083 | 0.083 | 0.083 | 0.083 | 0.083 | 0.083 | 0.083 | 0.083 | 0.083 | 0.083 | 0.083 | 0.083 | 0.083 | 0.083
[region,ELEC_2,*,*]:
| 2020 | 2021 | 2022 | 2023 | 2024 | 2025 | 2026 | 2027 | 2028 | 2029 | 2030 | 2031 | 2032 | 2033 | 2034 | 2035 | 2036 | 2037 | 2038 | 2039 | 2040 | 2041 | 2042 | 2043 | 2044 | 2045 | :=
1 | 0.083 | 0.083 | 0.083 | 0.083 | 0.083 | 0.083 | 0.083 | 0.083 | 0.083 | 0.083 | 0.083 | 0.083 | 0.083 | 0.083 | 0.083 | 0.083 | 0.083 | 0.083 | 0.083 | 0.083 | 0.083 | 0.083 | 0.083 | 0.083 | 0.083 | 0.083
2 | 0.083 | 0.083 | 0.083 | 0.083 | 0.083 | 0.083 | 0.083 | 0.083 | 0.083 | 0.083 | 0.083 | 0.083 | 0.083 | 0.083 | 0.083 | 0.083 | 0.083 | 0.083 | 0.083 | 0.083 | 0.083 | 0.083 | 0.083 | 0.083 | 0.083 | 0.083
3 | 0.083 | 0.083 | 0.083 | 0.083 | 0.083 | 0.083 | 0.083 | 0.083 | 0.083 | 0.083 | 0.083 | 0.083 | 0.083 | 0.083 | 0.083 | 0.083 | 0.083 | 0.083 | 0.083 | 0.083 | 0.083 | 0.083 | 0.083 | 0.083 | 0.083 | 0.083
4 | 0.083 | 0.083 | 0.083 | 0.083 | 0.083 | 0.083 | 0.083 | 0.083 | 0.083 | 0.083 | 0.083 | 0.083 | 0.083 | 0.083 | 0.083 | 0.083 | 0.083 | 0.083 | 0.083 | 0.083 | 0.083 | 0.083 | 0.083 | 0.083 | 0.083 | 0.083
5 | 0.083 | 0.083 | 0.083 | 0.083 | 0.083 | 0.083 | 0.083 | 0.083 | 0.083 | 0.083 | 0.083 | 0.083 | 0.083 | 0.083 | 0.083 | 0.083 | 0.083 | 0.083 | 0.083 | 0.083 | 0.083 | 0.083 | 0.083 | 0.083 | 0.083 | 0.083
6 | 0.083 | 0.083 | 0.083 | 0.083 | 0.083 | 0.083 | 0.083 | 0.083 | 0.083 | 0.083 | 0.083 | 0.083 | 0.083 | 0.083 | 0.083 | 0.083 | 0.083 | 0.083 | 0.083 | 0.083 | 0.083 | 0.083 | 0.083 | 0.083 | 0.083 | 0.083
7 | 0.083 | 0.083 | 0.083 | 0.083 | 0.083 | 0.083 | 0.083 | 0.083 | 0.083 | 0.083 | 0.083 | 0.083 | 0.083 | 0.083 | 0.083 | 0.083 | 0.083 | 0.083 | 0.083 | 0.083 | 0.083 | 0.083 | 0.083 | 0.083 | 0.083 | 0.083
8 | 0.083 | 0.083 | 0.083 | 0.083 | 0.083 | 0.083 | 0.083 | 0.083 | 0.083 | 0.083 | 0.083 | 0.083 | 0.083 | 0.083 | 0.083 | 0.083 | 0.083 | 0.083 | 0.083 | 0.083 | 0.083 | 0.083 | 0.083 | 0.083 | 0.083 | 0.083
9 | 0.083 | 0.083 | 0.083 | 0.083 | 0.083 | 0.083 | 0.083 | 0.083 | 0.083 | 0.083 | 0.083 | 0.083 | 0.083 | 0.083 | 0.083 | 0.083 | 0.083 | 0.083 | 0.083 | 0.083 | 0.083 | 0.083 | 0.083 | 0.083 | 0.083 | 0.083
10 | 0.083 | 0.083 | 0.083 | 0.083 | 0.083 | 0.083 | 0.083 | 0.083 | 0.083 | 0.083 | 0.083 | 0.083 | 0.083 | 0.083 | 0.083 | 0.083 | 0.083 | 0.083 | 0.083 | 0.083 | 0.083 | 0.083 | 0.083 | 0.083 | 0.083 | 0.083
11 | 0.083 | 0.083 | 0.083 | 0.083 | 0.083 | 0.083 | 0.083 | 0.083 | 0.083 | 0.083 | 0.083 | 0.083 | 0.083 | 0.083 | 0.083 | 0.083 | 0.083 | 0.083 | 0.083 | 0.083 | 0.083 | 0.083 | 0.083 | 0.083 | 0.083 | 0.083
12 | 0.083 | 0.083 | 0.083 | 0.083 | 0.083 | 0.083 | 0.083 | 0.083 | 0.083 | 0.083 | 0.083 | 0.083 | 0.083 | 0.083 | 0.083 | 0.083 | 0.083 | 0.083 | 0.083 | 0.083 | 0.083 | 0.083 | 0.083 | 0.083 | 0.083 | 0.083
param SpecifiedDemandProfile default 0 :=
[region,W_DrinOutflow,*,*]:
| 2020 | 2021 | 2022 | 2023 | 2024 | 2025 | 2026 | 2027 | 2028 | 2029 | 2030 | 2031 | 2032 | 2033 | 2034 | 2035 | 2036 | 2037 | 2038 | 2039 | 2040 | 2041 | 2042 | 2043 | 2044 | 2045:=
1 | 0.125 | 0.125 | 0.125 | 0.125 | 0.125 | 0.125 | 0.125 | 0.125 | 0.125 | 0.125 | 0.125 | 0.125 | 0.125 | 0.125 | 0.125 | 0.125 | 0.125 | 0.125 | 0.125 | 0.125 | 0.125 | 0.125 | 0.125 | 0.125 | 0.125 | 0.125
2 | 0.125 | 0.125 | 0.125 | 0.125 | 0.125 | 0.125 | 0.125 | 0.125 | 0.125 | 0.125 | 0.125 | 0.125 | 0.125 | 0.125 | 0.125 | 0.125 | 0.125 | 0.125 | 0.125 | 0.125 | 0.125 | 0.125 | 0.125 | 0.125 | 0.125 | 0.125
3 | 0.125 | 0.125 | 0.125 | 0.125 | 0.125 | 0.125 | 0.125 | 0.125 | 0.125 | 0.125 | 0.125 | 0.125 | 0.125 | 0.125 | 0.125 | 0.125 | 0.125 | 0.125 | 0.125 | 0.125 | 0.125 | 0.125 | 0.125 | 0.125 | 0.125 | 0.125
4 | 0.125 | 0.125 | 0.125 | 0.125 | 0.125 | 0.125 | 0.125 | 0.125 | 0.125 | 0.125 | 0.125 | 0.125 | 0.125 | 0.125 | 0.125 | 0.125 | 0.125 | 0.125 | 0.125 | 0.125 | 0.125 | 0.125 | 0.125 | 0.125 | 0.125 | 0.125
5 | 0.083333 | 0.083333 | 0.083333 | 0.083333 | 0.083333 | 0.083333 | 0.083333 | 0.083333 | 0.083333 | 0.083333 | 0.083333 | 0.083333 | 0.083333 | 0.083333 | 0.083333 | 0.083333 | 0.083333 | 0.083333 | 0.083333 | 0.083333 | 0.083333 | 0.083333 | 0.083333 | 0.083333 | 0.083333 | 0.083333
6 | 0.083333 | 0.083333 | 0.083333 | 0.083333 | 0.083333 | 0.083333 | 0.083333 | 0.083333 | 0.083333 | 0.083333 | 0.083333 | 0.083333 | 0.083333 | 0.083333 | 0.083333 | 0.083333 | 0.083333 | 0.083333 | 0.083333 | 0.083333 | 0.083333 | 0.083333 | 0.083333 | 0.083333 | 0.083333 | 0.083333
7 | 0.027778 | 0.027778 | 0.027778 | 0.027778 | 0.027778 | 0.027778 | 0.027778 | 0.027778 | 0.027778 | 0.027778 | 0.027778 | 0.027778 | 0.027778 | 0.027778 | 0.027778 | 0.027778 | 0.027778 | 0.027778 | 0.027778 | 0.027778 | 0.027778 | 0.027778 | 0.027778 | 0.027778 | 0.027778 | 0.027778
8 | 0.027778 | 0.027778 | 0.027778 | 0.027778 | 0.027778 | 0.027778 | 0.027778 | 0.027778 | 0.027778 | 0.027778 | 0.027778 | 0.027778 | 0.027778 | 0.027778 | 0.027778 | 0.027778 | 0.027778 | 0.027778 | 0.027778 | 0.027778 | 0.027778 | 0.027778 | 0.027778 | 0.027778 | 0.027778 | 0.027778
9 | 0.027778 | 0.027778 | 0.027778 | 0.027778 | 0.027778 | 0.027778 | 0.027778 | 0.027778 | 0.027778 | 0.027778 | 0.027778 | 0.027778 | 0.027778 | 0.027778 | 0.027778 | 0.027778 | 0.027778 | 0.027778 | 0.027778 | 0.027778 | 0.027778 | 0.027778 | 0.027778 | 0.027778 | 0.027778 | 0.027778
10 | 0.083333 | 0.083333 | 0.083333 | 0.083333 | 0.083333 | 0.083333 | 0.083333 | 0.083333 | 0.083333 | 0.083333 | 0.083333 | 0.083333 | 0.083333 | 0.083333 | 0.083333 | 0.083333 | 0.083333 | 0.083333 | 0.083333 | 0.083333 | 0.083333 | 0.083333 | 0.083333 | 0.083333 | 0.083333 | 0.083333
11 | 0.083333 | 0.083333 | 0.083333 | 0.083333 | 0.083333 | 0.083333 | 0.083333 | 0.083333 | 0.083333 | 0.083333 | 0.083333 | 0.083333 | 0.083333 | 0.083333 | 0.083333 | 0.083333 | 0.083333 | 0.083333 | 0.083333 | 0.083333 | 0.083333 | 0.083333 | 0.083333 | 0.083333 | 0.083333 | 0.083333
12 | 0.083333 | 0.083333 | 0.083333 | 0.083333 | 0.083333 | 0.083333 | 0.083333 | 0.083333 | 0.083333 | 0.083333 | 0.083333 | 0.083333 | 0.083333 | 0.083333 | 0.083333 | 0.083333 | 0.083333 | 0.083333 | 0.083333 | 0.083333 | 0.083333 | 0.083333 | 0.083333 | 0.083333 | 0.083333 | 0.083333
;

## CapitalCost
| Technology | CapitalCost | Adjusted |  | 2020 | 2021 | 2022 | 2023 | 2024 | 2025 | 2026 | 2027 | 2028 | 2029 | 2030 | 2031 | 2032 | 2033 | 2034 | 2035 | 2036 | 2037 | 2038 | 2039 | 2040 | 2041 | 2042 | 2043 | 2044 | 2045 | 2046 | 2047 | 2048 | 2049 | 2050 | 2051 | 2052 | 2053 | 2054 | 2055:=
1 | ALPELBS000 | 999999 | 999999 | ALPELBS000 | 999999 | 999999 | 999999 | 999999 | 999999 | 999999 | 999999 | 999999 | 999999 | 999999 | 999999 | 999999 | 999999 | 999999 | 999999 | 999999 | 999999 | 999999 | 999999 | 999999 | 999999 | 999999 | 999999 | 999999 | 999999 | 999999 | 999999 | 999999 | 999999 | 999999 | 999999 | 999999 | 999999 | 999999 | 999999 | 999999
2 | ALRNGDM000 | 0 | 0 | ALRNGDM000 | 0 | 0 | 0 | 0 | 0 | 0 | 0 | 0 | 0 | 0 | 0 | 0 | 0 | 0 | 0 | 0 | 0 | 0 | 0 | 0 | 0 | 0 | 0 | 0 | 0 | 0 | 0 | 0 | 0 | 0 | 0 | 0 | 0 | 0 | 0 | 0
3 | ALRNGIM000 | 0 | 0 | ALRNGIM000 | 0 | 0 | 0 | 0 | 0 | 0 | 0 | 0 | 0 | 0 | 0 | 0 | 0 | 0 | 0 | 0 | 0 | 0 | 0 | 0 | 0 | 0 | 0 | 0 | 0 | 0 | 0 | 0 | 0 | 0 | 0 | 0 | 0 | 0 | 0 | 0
4 | ALPHYDMHI0 | NA | 0 | ALPHYDMHI0 | 0 | 0 | 0 | 0 | 0 | 0 | 0 | 0 | 0 | 0 | 0 | 0 | 0 | 0 | 0 | 0 | 0 | 0 | 0 | 0 | 0 | 0 | 0 | 0 | 0 | 0 | 0 | 0 | 0 | 0 | 0 | 0 | 0 | 0 | 0 | 0
5 | ALPHYDMNI1 | 1142.8571 | 1142.8571 | ALPHYDMNI1 | 1142.8571 | 1142.8571 | 1142.8571 | 1142.8571 | 1142.8571 | 1142.8571 | 1142.8571 | 1142.8571 | 1142.8571 | 1142.8571 | 1142.8571 | 1142.8571 | 1142.8571 | 1142.8571 | 1142.8571 | 1142.8571 | 1142.8571 | 1142.8571 | 1142.8571 | 1142.8571 | 1142.8571 | 1142.8571 | 1142.8571 | 1142.8571 | 1142.8571 | 1142.8571 | 1142.8571 | 1142.8571 | 1142.8571 | 1142.8571 | 1142.8571 | 1142.8571 | 1142.8571 | 1142.8571 | 1142.8571 | 1142.8571
6 | ALPHYDMHI2 | NA | 0 | ALPHYDMHI2 | 0 | 0 | 0 | 0 | 0 | 0 | 0 | 0 | 0 | 0 | 0 | 0 | 0 | 0 | 0 | 0 | 0 | 0 | 0 | 0 | 0 | 0 | 0 | 0 | 0 | 0 | 0 | 0 | 0 | 0 | 0 | 0 | 0 | 0 | 0 | 0
7 | ALPHYDMHI3 | NA | 0 | ALPHYDMHI3 | 0 | 0 | 0 | 0 | 0 | 0 | 0 | 0 | 0 | 0 | 0 | 0 | 0 | 0 | 0 | 0 | 0 | 0 | 0 | 0 | 0 | 0 | 0 | 0 | 0 | 0 | 0 | 0 | 0 | 0 | 0 | 0 | 0 | 0 | 0 | 0
8 | ALPHYDMHI4 | NA | 0 | ALPHYDMHI4 | 0 | 0 | 0 | 0 | 0 | 0 | 0 | 0 | 0 | 0 | 0 | 0 | 0 | 0 | 0 | 0 | 0 | 0 | 0 | 0 | 0 | 0 | 0 | 0 | 0 | 0 | 0 | 0 | 0 | 0 | 0 | 0 | 0 | 0 | 0 | 0
9 | ALPHYDMHO0 | NA | 0 | ALPHYDMHO0 | 0 | 0 | 0 | 0 | 0 | 0 | 0 | 0 | 0 | 0 | 0 | 0 | 0 | 0 | 0 | 0 | 0 | 0 | 0 | 0 | 0 | 0 | 0 | 0 | 0 | 0 | 0 | 0 | 0 | 0 | 0 | 0 | 0 | 0 | 0 | 0
10 | ALPHYDMNO0 | 1169 | 1169 | ALPHYDMNO0 | 1169 | 1169 | 1169 | 1169 | 1169 | 1169 | 1169 | 1169 | 1169 | 1169 | 1169 | 1169 | 1169 | 1169 | 1169 | 1169 | 1169 | 1169 | 1169 | 1169 | 1169 | 1169 | 1169 | 1169 | 1169 | 1169 | 1169 | 1169 | 1169 | 1169 | 1169 | 1169 | 1169 | 1169 | 1169 | 1169
11 | ALPHYRRHI0 | NA | 0 | ALPHYRRHI0 | 0 | 0 | 0 | 0 | 0 | 0 | 0 | 0 | 0 | 0 | 0 | 0 | 0 | 0 | 0 | 0 | 0 | 0 | 0 | 0 | 0 | 0 | 0 | 0 | 0 | 0 | 0 | 0 | 0 | 0 | 0 | 0 | 0 | 0 | 0 | 0
12 | ALPHYRRHO0 | NA | 0 | ALPHYRRHO0 | 0 | 0 | 0 | 0 | 0 | 0 | 0 | 0 | 0 | 0 | 0 | 0 | 0 | 0 | 0 | 0 | 0 | 0 | 0 | 0 | 0 | 0 | 0 | 0 | 0 | 0 | 0 | 0 | 0 | 0 | 0 | 0 | 0 | 0 | 0 | 0
13 | ALPHYSHHI0 | NA | 0 | ALPHYSHHI0 | 0 | 0 | 0 | 0 | 0 | 0 | 0 | 0 | 0 | 0 | 0 | 0 | 0 | 0 | 0 | 0 | 0 | 0 | 0 | 0 | 0 | 0 | 0 | 0 | 0 | 0 | 0 | 0 | 0 | 0 | 0 | 0 | 0 | 0 | 0 | 0
14 | ALPHYSHHO0 | NA | 0 | ALPHYSHHO0 | 0 | 0 | 0 | 0 | 0 | 0 | 0 | 0 | 0 | 0 | 0 | 0 | 0 | 0 | 0 | 0 | 0 | 0 | 0 | 0 | 0 | 0 | 0 | 0 | 0 | 0 | 0 | 0 | 0 | 0 | 0 | 0 | 0 | 0 | 0 | 0
15 | ALPNGCCHO0 | NA | 0 | ALPNGCCHO0 | 0 | 0 | 0 | 0 | 0 | 0 | 0 | 0 | 0 | 0 | 0 | 0 | 0 | 0 | 0 | 0 | 0 | 0 | 0 | 0 | 0 | 0 | 0 | 0 | 0 | 0 | 0 | 0 | 0 | 0 | 0 | 0 | 0 | 0 | 0 | 0
16 | ALPNGCCNO0 | 1501 | 1501 | ALPNGCCNO0 | 1501 | 1501 | 1501 | 1501 | 1501 | 1501 | 1501 | 1501 | 1501 | 1501 | 1501 | 1501 | 1501 | 1501 | 1501 | 1501 | 1501 | 1501 | 1501 | 1501 | 1501 | 1501 | 1501 | 1501 | 1501 | 1501 | 1501 | 1501 | 1501 | 1501 | 1501 | 1501 | 1501 | 1501 | 1501 | 1501
17 | ALPSOU1NO0 | 905 | 905 | ALPSOU1NO0 | 905 | 905 | 905 | 905 | 905 | 905 | 905 | 905 | 905 | 905 | 905 | 905 | 905 | 905 | 905 | 905 | 905 | 905 | 905 | 905 | 905 | 905 | 905 | 905 | 905 | 905 | 905 | 905 | 905 | 905 | 905 | 905 | 905 | 905 | 905 | 905
18 | ALPSOU1NI0 | 905 | 905 | ALPSOU1NI0 | 905 | 905 | 905 | 905 | 905 | 905 | 905 | 905 | 905 | 905 | 905 | 905 | 905 | 905 | 905 | 905 | 905 | 905 | 905 | 905 | 905 | 905 | 905 | 905 | 905 | 905 | 905 | 905 | 905 | 905 | 905 | 905 | 905 | 905 | 905 | 905
19 | ALPWI30NO0 | 1288 | 1288 | ALPWI30NO0 | 1288 | 1288 | 1288 | 1288 | 1288 | 1288 | 1288 | 1288 | 1288 | 1288 | 1288 | 1288 | 1288 | 1288 | 1288 | 1288 | 1288 | 1288 | 1288 | 1288 | 1288 | 1288 | 1288 | 1288 | 1288 | 1288 | 1288 | 1288 | 1288 | 1288 | 1288 | 1288 | 1288 | 1288 | 1288 | 1288
20 | ALPWI30NI0 | 1288 | 1288 | ALPWI30NI0 | 1288 | 1288 | 1288 | 1288 | 1288 | 1288 | 1288 | 1288 | 1288 | 1288 | 1288 | 1288 | 1288 | 1288 | 1288 | 1288 | 1288 | 1288 | 1288 | 1288 | 1288 | 1288 | 1288 | 1288 | 1288 | 1288 | 1288 | 1288 | 1288 | 1288 | 1288 | 1288 | 1288 | 1288 | 1288 | 1288
21 | ALTELTRH00 | 0 | 0 | ALTELTRH00 | 0 | 0 | 0 | 0 | 0 | 0 | 0 | 0 | 0 | 0 | 0 | 0 | 0 | 0 | 0 | 0 | 0 | 0 | 0 | 0 | 0 | 0 | 0 | 0 | 0 | 0 | 0 | 0 | 0 | 0 | 0 | 0 | 0 | 0 | 0 | 0
22 | ALTELDSH00 | 0 | 0 | ALTELDSH00 | 0 | 0 | 0 | 0 | 0 | 0 | 0 | 0 | 0 | 0 | 0 | 0 | 0 | 0 | 0 | 0 | 0 | 0 | 0 | 0 | 0 | 0 | 0 | 0 | 0 | 0 | 0 | 0 | 0 | 0 | 0 | 0 | 0 | 0 | 0 | 0
23 | ALTRDIMH00 | 0 | 0 | ALTRDIMH00 | 0 | 0 | 0 | 0 | 0 | 0 | 0 | 0 | 0 | 0 | 0 | 0 | 0 | 0 | 0 | 0 | 0 | 0 | 0 | 0 | 0 | 0 | 0 | 0 | 0 | 0 | 0 | 0 | 0 | 0 | 0 | 0 | 0 | 0 | 0 | 0
24 | ALTRDEXH00 | 0 | 0 | ALTRDEXH00 | 0 | 0 | 0 | 0 | 0 | 0 | 0 | 0 | 0 | 0 | 0 | 0 | 0 | 0 | 0 | 0 | 0 | 0 | 0 | 0 | 0 | 0 | 0 | 0 | 0 | 0 | 0 | 0 | 0 | 0 | 0 | 0 | 0 | 0 | 0 | 0
25 | ALTRDMKH00 | 0 | 0 | ALTRDMKH00 | 0 | 0 | 0 | 0 | 0 | 0 | 0 | 0 | 0 | 0 | 0 | 0 | 0 | 0 | 0 | 0 | 0 | 0 | 0 | 0 | 0 | 0 | 0 | 0 | 0 | 0 | 0 | 0 | 0 | 0 | 0 | 0 | 0 | 0 | 0 | 0
26 | ALTRDMEH00 | 0 | 0 | ALTRDMEH00 | 0 | 0 | 0 | 0 | 0 | 0 | 0 | 0 | 0 | 0 | 0 | 0 | 0 | 0 | 0 | 0 | 0 | 0 | 0 | 0 | 0 | 0 | 0 | 0 | 0 | 0 | 0 | 0 | 0 | 0 | 0 | 0 | 0 | 0 | 0 | 0
27 | ALTRDXKH00 | 0 | 0 | ALTRDXKH00 | 0 | 0 | 0 | 0 | 0 | 0 | 0 | 0 | 0 | 0 | 0 | 0 | 0 | 0 | 0 | 0 | 0 | 0 | 0 | 0 | 0 | 0 | 0 | 0 | 0 | 0 | 0 | 0 | 0 | 0 | 0 | 0 | 0 | 0 | 0 | 0
28 | ALTRDGRH00 | 0 | 0 | ALTRDGRH00 | 0 | 0 | 0 | 0 | 0 | 0 | 0 | 0 | 0 | 0 | 0 | 0 | 0 | 0 | 0 | 0 | 0 | 0 | 0 | 0 | 0 | 0 | 0 | 0 | 0 | 0 | 0 | 0 | 0 | 0 | 0 | 0 | 0 | 0 | 0 | 0
29 | GRTRDALH00 | 0 | 0 | GRTRDALH00 | 0 | 0 | 0 | 0 | 0 | 0 | 0 | 0 | 0 | 0 | 0 | 0 | 0 | 0 | 0 | 0 | 0 | 0 | 0 | 0 | 0 | 0 | 0 | 0 | 0 | 0 | 0 | 0 | 0 | 0 | 0 | 0 | 0 | 0 | 0 | 0
30 | MKPELBS000 | 999999 | 999999 | MKPELBS000 | 999999 | 999999 | 999999 | 999999 | 999999 | 999999 | 999999 | 999999 | 999999 | 999999 | 999999 | 999999 | 999999 | 999999 | 999999 | 999999 | 999999 | 999999 | 999999 | 999999 | 999999 | 999999 | 999999 | 999999 | 999999 | 999999 | 999999 | 999999 | 999999 | 999999 | 999999 | 999999 | 999999 | 999999 | 999999 | 999999
31 | MKRCODM000 | 0 | 0 | MKRCODM000 | 0 | 0 | 0 | 0 | 0 | 0 | 0 | 0 | 0 | 0 | 0 | 0 | 0 | 0 | 0 | 0 | 0 | 0 | 0 | 0 | 0 | 0 | 0 | 0 | 0 | 0 | 0 | 0 | 0 | 0 | 0 | 0 | 0 | 0 | 0 | 0
32 | MKRCOIM000 | 0 | 0 | MKRCOIM000 | 0 | 0 | 0 | 0 | 0 | 0 | 0 | 0 | 0 | 0 | 0 | 0 | 0 | 0 | 0 | 0 | 0 | 0 | 0 | 0 | 0 | 0 | 0 | 0 | 0 | 0 | 0 | 0 | 0 | 0 | 0 | 0 | 0 | 0 | 0 | 0
33 | MKRHFIM000 | 0 | 0 | MKRHFIM000 | 0 | 0 | 0 | 0 | 0 | 0 | 0 | 0 | 0 | 0 | 0 | 0 | 0 | 0 | 0 | 0 | 0 | 0 | 0 | 0 | 0 | 0 | 0 | 0 | 0 | 0 | 0 | 0 | 0 | 0 | 0 | 0 | 0 | 0 | 0 | 0
34 | MKRNGIM000 | 0 | 0 | MKRNGIM000 | 0 | 0 | 0 | 0 | 0 | 0 | 0 | 0 | 0 | 0 | 0 | 0 | 0 | 0 | 0 | 0 | 0 | 0 | 0 | 0 | 0 | 0 | 0 | 0 | 0 | 0 | 0 | 0 | 0 | 0 | 0 | 0 | 0 | 0 | 0 | 0
35 | MKPCOSCHO0 | 0 | 0 | MKPCOSCHO0 | 0 | 0 | 0 | 0 | 0 | 0 | 0 | 0 | 0 | 0 | 0 | 0 | 0 | 0 | 0 | 0 | 0 | 0 | 0 | 0 | 0 | 0 | 0 | 0 | 0 | 0 | 0 | 0 | 0 | 0 | 0 | 0 | 0 | 0 | 0 | 0
36 | MKPCOSCNO0 | 1555 | 1555 | MKPCOSCNO0 | 1555 | 1555 | 1555 | 1555 | 1555 | 1555 | 1555 | 1555 | 1555 | 1555 | 1555 | 1555 | 1555 | 1555 | 1555 | 1555 | 1555 | 1555 | 1555 | 1555 | 1555 | 1555 | 1555 | 1555 | 1555 | 1555 | 1555 | 1555 | 1555 | 1555 | 1555 | 1555 | 1555 | 1555 | 1555 | 1555
37 | MKPHFSCHO0 | 0 | 0 | MKPHFSCHO0 | 0 | 0 | 0 | 0 | 0 | 0 | 0 | 0 | 0 | 0 | 0 | 0 | 0 | 0 | 0 | 0 | 0 | 0 | 0 | 0 | 0 | 0 | 0 | 0 | 0 | 0 | 0 | 0 | 0 | 0 | 0 | 0 | 0 | 0 | 0 | 0
38 | MKPHYDMHI1 | 0 | 0 | MKPHYDMHI1 | 0 | 0 | 0 | 0 | 0 | 0 | 0 | 0 | 0 | 0 | 0 | 0 | 0 | 0 | 0 | 0 | 0 | 0 | 0 | 0 | 0 | 0 | 0 | 0 | 0 | 0 | 0 | 0 | 0 | 0 | 0 | 0 | 0 | 0 | 0 | 0
39 | MKPHYDMHI2 | 0 | 0 | MKPHYDMHI2 | 0 | 0 | 0 | 0 | 0 | 0 | 0 | 0 | 0 | 0 | 0 | 0 | 0 | 0 | 0 | 0 | 0 | 0 | 0 | 0 | 0 | 0 | 0 | 0 | 0 | 0 | 0 | 0 | 0 | 0 | 0 | 0 | 0 | 0 | 0 | 0
40 | MKPHYDMHO0 | 0 | 0 | MKPHYDMHO0 | 0 | 0 | 0 | 0 | 0 | 0 | 0 | 0 | 0 | 0 | 0 | 0 | 0 | 0 | 0 | 0 | 0 | 0 | 0 | 0 | 0 | 0 | 0 | 0 | 0 | 0 | 0 | 0 | 0 | 0 | 0 | 0 | 0 | 0 | 0 | 0
41 | MKPHYDMNO0 | 2552 | 2552 | MKPHYDMNO0 | 2552 | 2552 | 2552 | 2552 | 2552 | 2552 | 2552 | 2552 | 2552 | 2552 | 2552 | 2552 | 2552 | 2552 | 2552 | 2552 | 2552 | 2552 | 2552 | 2552 | 2552 | 2552 | 2552 | 2552 | 2552 | 2552 | 2552 | 2552 | 2552 | 2552 | 2552 | 2552 | 2552 | 2552 | 2552 | 2552
42 | MKPHYRRHO0 | 0 | 0 | MKPHYRRHO0 | 0 | 0 | 0 | 0 | 0 | 0 | 0 | 0 | 0 | 0 | 0 | 0 | 0 | 0 | 0 | 0 | 0 | 0 | 0 | 0 | 0 | 0 | 0 | 0 | 0 | 0 | 0 | 0 | 0 | 0 | 0 | 0 | 0 | 0 | 0 | 0
43 | MKPHYRRNO0 | 2355 | 2355 | MKPHYRRNO0 | 2355 | 2355 | 2355 | 2355 | 2355 | 2355 | 2355 | 2355 | 2355 | 2355 | 2355 | 2355 | 2355 | 2355 | 2355 | 2355 | 2355 | 2355 | 2355 | 2355 | 2355 | 2355 | 2355 | 2355 | 2355 | 2355 | 2355 | 2355 | 2355 | 2355 | 2355 | 2355 | 2355 | 2355 | 2355 | 2355
44 | MKPHYSHHO0 | 0 | 0 | MKPHYSHHO0 | 0 | 0 | 0 | 0 | 0 | 0 | 0 | 0 | 0 | 0 | 0 | 0 | 0 | 0 | 0 | 0 | 0 | 0 | 0 | 0 | 0 | 0 | 0 | 0 | 0 | 0 | 0 | 0 | 0 | 0 | 0 | 0 | 0 | 0 | 0 | 0
45 | MKPNGCHHO0 | 0 | 0 | MKPNGCHHO0 | 0 | 0 | 0 | 0 | 0 | 0 | 0 | 0 | 0 | 0 | 0 | 0 | 0 | 0 | 0 | 0 | 0 | 0 | 0 | 0 | 0 | 0 | 0 | 0 | 0 | 0 | 0 | 0 | 0 | 0 | 0 | 0 | 0 | 0 | 0 | 0
46 | MKPNGCHNO0 | 733 | 733 | MKPNGCHNO0 | 733 | 733 | 733 | 733 | 733 | 733 | 733 | 733 | 733 | 733 | 733 | 733 | 733 | 733 | 733 | 733 | 733 | 733 | 733 | 733 | 733 | 733 | 733 | 733 | 733 | 733 | 733 | 733 | 733 | 733 | 733 | 733 | 733 | 733 | 733 | 733
47 | MKNGCCNO0 | 1232 | 1232 | MKNGCCNO0 | 1232 | 1232 | 1232 | 1232 | 1232 | 1232 | 1232 | 1232 | 1232 | 1232 | 1232 | 1232 | 1232 | 1232 | 1232 | 1232 | 1232 | 1232 | 1232 | 1232 | 1232 | 1232 | 1232 | 1232 | 1232 | 1232 | 1232 | 1232 | 1232 | 1232 | 1232 | 1232 | 1232 | 1232 | 1232 | 1232
48 | MKPSOU1NO0 | 975 | 975 | MKPSOU1NO0 | 975 | 975 | 975 | 975 | 975 | 975 | 975 | 975 | 975 | 975 | 975 | 975 | 975 | 975 | 975 | 975 | 975 | 975 | 975 | 975 | 975 | 975 | 975 | 975 | 975 | 975 | 975 | 975 | 975 | 975 | 975 | 975 | 975 | 975 | 975 | 975
49 | MKPSOU1NI0 | 975 | 975 | MKPSOU1NI0 | 975 | 975 | 975 | 975 | 975 | 975 | 975 | 975 | 975 | 975 | 975 | 975 | 975 | 975 | 975 | 975 | 975 | 975 | 975 | 975 | 975 | 975 | 975 | 975 | 975 | 975 | 975 | 975 | 975 | 975 | 975 | 975 | 975 | 975 | 975 | 975
50 | MKPWI30NO0 | 1700 | 1700 | MKPWI30NO0 | 1700 | 1700 | 1700 | 1700 | 1700 | 1700 | 1700 | 1700 | 1700 | 1700 | 1700 | 1700 | 1700 | 1700 | 1700 | 1700 | 1700 | 1700 | 1700 | 1700 | 1700 | 1700 | 1700 | 1700 | 1700 | 1700 | 1700 | 1700 | 1700 | 1700 | 1700 | 1700 | 1700 | 1700 | 1700 | 1700
51 | MKPWI30NI0 | 1700 | 1700 | MKPWI30NI0 | 1700 | 1700 | 1700 | 1700 | 1700 | 1700 | 1700 | 1700 | 1700 | 1700 | 1700 | 1700 | 1700 | 1700 | 1700 | 1700 | 1700 | 1700 | 1700 | 1700 | 1700 | 1700 | 1700 | 1700 | 1700 | 1700 | 1700 | 1700 | 1700 | 1700 | 1700 | 1700 | 1700 | 1700 | 1700 | 1700
52 | MKTELTRH00 | 0 | 0 | MKTELTRH00 | 0 | 0 | 0 | 0 | 0 | 0 | 0 | 0 | 0 | 0 | 0 | 0 | 0 | 0 | 0 | 0 | 0 | 0 | 0 | 0 | 0 | 0 | 0 | 0 | 0 | 0 | 0 | 0 | 0 | 0 | 0 | 0 | 0 | 0 | 0 | 0
53 | MKTELDSH00 | 0 | 0 | MKTELDSH00 | 0 | 0 | 0 | 0 | 0 | 0 | 0 | 0 | 0 | 0 | 0 | 0 | 0 | 0 | 0 | 0 | 0 | 0 | 0 | 0 | 0 | 0 | 0 | 0 | 0 | 0 | 0 | 0 | 0 | 0 | 0 | 0 | 0 | 0 | 0 | 0
54 | MKTRDIMH00 | 0 | 0 | MKTRDIMH00 | 0 | 0 | 0 | 0 | 0 | 0 | 0 | 0 | 0 | 0 | 0 | 0 | 0 | 0 | 0 | 0 | 0 | 0 | 0 | 0 | 0 | 0 | 0 | 0 | 0 | 0 | 0 | 0 | 0 | 0 | 0 | 0 | 0 | 0 | 0 | 0
55 | MKTRDEXH00 | 0 | 0 | MKTRDEXH00 | 0 | 0 | 0 | 0 | 0 | 0 | 0 | 0 | 0 | 0 | 0 | 0 | 0 | 0 | 0 | 0 | 0 | 0 | 0 | 0 | 0 | 0 | 0 | 0 | 0 | 0 | 0 | 0 | 0 | 0 | 0 | 0 | 0 | 0 | 0 | 0
56 | MKTRDALH00 | 0 | 0 | MKTRDALH00 | 0 | 0 | 0 | 0 | 0 | 0 | 0 | 0 | 0 | 0 | 0 | 0 | 0 | 0 | 0 | 0 | 0 | 0 | 0 | 0 | 0 | 0 | 0 | 0 | 0 | 0 | 0 | 0 | 0 | 0 | 0 | 0 | 0 | 0 | 0 | 0
57 | MKTRDXKH00 | 0 | 0 | MKTRDXKH00 | 0 | 0 | 0 | 0 | 0 | 0 | 0 | 0 | 0 | 0 | 0 | 0 | 0 | 0 | 0 | 0 | 0 | 0 | 0 | 0 | 0 | 0 | 0 | 0 | 0 | 0 | 0 | 0 | 0 | 0 | 0 | 0 | 0 | 0 | 0 | 0
58 | XKTRDMKH00 | 0 | 0 | XKTRDMKH00 | 0 | 0 | 0 | 0 | 0 | 0 | 0 | 0 | 0 | 0 | 0 | 0 | 0 | 0 | 0 | 0 | 0 | 0 | 0 | 0 | 0 | 0 | 0 | 0 | 0 | 0 | 0 | 0 | 0 | 0 | 0 | 0 | 0 | 0 | 0 | 0
59 | MKTRDBGH00 | 0 | 0 | MKTRDBGH00 | 0 | 0 | 0 | 0 | 0 | 0 | 0 | 0 | 0 | 0 | 0 | 0 | 0 | 0 | 0 | 0 | 0 | 0 | 0 | 0 | 0 | 0 | 0 | 0 | 0 | 0 | 0 | 0 | 0 | 0 | 0 | 0 | 0 | 0 | 0 | 0
60 | BGTRDMKH00 | 0 | 0 | BGTRDMKH00 | 0 | 0 | 0 | 0 | 0 | 0 | 0 | 0 | 0 | 0 | 0 | 0 | 0 | 0 | 0 | 0 | 0 | 0 | 0 | 0 | 0 | 0 | 0 | 0 | 0 | 0 | 0 | 0 | 0 | 0 | 0 | 0 | 0 | 0 | 0 | 0
61 | MKTRDGRH00 | 0 | 0 | MKTRDGRH00 | 0 | 0 | 0 | 0 | 0 | 0 | 0 | 0 | 0 | 0 | 0 | 0 | 0 | 0 | 0 | 0 | 0 | 0 | 0 | 0 | 0 | 0 | 0 | 0 | 0 | 0 | 0 | 0 | 0 | 0 | 0 | 0 | 0 | 0 | 0 | 0
62 | GRTRDMKH00 | 0 | 0 | GRTRDMKH00 | 0 | 0 | 0 | 0 | 0 | 0 | 0 | 0 | 0 | 0 | 0 | 0 | 0 | 0 | 0 | 0 | 0 | 0 | 0 | 0 | 0 | 0 | 0 | 0 | 0 | 0 | 0 | 0 | 0 | 0 | 0 | 0 | 0 | 0 | 0 | 0
63 | MKTRDRSH00 | 0 | 0 | MKTRDRSH00 | 0 | 0 | 0 | 0 | 0 | 0 | 0 | 0 | 0 | 0 | 0 | 0 | 0 | 0 | 0 | 0 | 0 | 0 | 0 | 0 | 0 | 0 | 0 | 0 | 0 | 0 | 0 | 0 | 0 | 0 | 0 | 0 | 0 | 0 | 0 | 0
64 | RSTRDMKH00 | 0 | 0 | RSTRDMKH00 | 0 | 0 | 0 | 0 | 0 | 0 | 0 | 0 | 0 | 0 | 0 | 0 | 0 | 0 | 0 | 0 | 0 | 0 | 0 | 0 | 0 | 0 | 0 | 0 | 0 | 0 | 0 | 0 | 0 | 0 | 0 | 0 | 0 | 0 | 0 | 0
65 | MEPELBS000 | 999999 | 999999 | MEPELBS000 | 999999 | 999999 | 999999 | 999999 | 999999 | 999999 | 999999 | 999999 | 999999 | 999999 | 999999 | 999999 | 999999 | 999999 | 999999 | 999999 | 999999 | 999999 | 999999 | 999999 | 999999 | 999999 | 999999 | 999999 | 999999 | 999999 | 999999 | 999999 | 999999 | 999999 | 999999 | 999999 | 999999 | 999999 | 999999 | 999999
66 | MERCODM000 | NA | 0 | MERCODM000 | 0 | 0 | 0 | 0 | 0 | 0 | 0 | 0 | 0 | 0 | 0 | 0 | 0 | 0 | 0 | 0 | 0 | 0 | 0 | 0 | 0 | 0 | 0 | 0 | 0 | 0 | 0 | 0 | 0 | 0 | 0 | 0 | 0 | 0 | 0 | 0
67 | MERCOIM000 | NA | 0 | MERCOIM000 | 0 | 0 | 0 | 0 | 0 | 0 | 0 | 0 | 0 | 0 | 0 | 0 | 0 | 0 | 0 | 0 | 0 | 0 | 0 | 0 | 0 | 0 | 0 | 0 | 0 | 0 | 0 | 0 | 0 | 0 | 0 | 0 | 0 | 0 | 0 | 0
68 | MEPHYDMHI0 | NA | 0 | MEPHYDMHI0 | 0 | 0 | 0 | 0 | 0 | 0 | 0 | 0 | 0 | 0 | 0 | 0 | 0 | 0 | 0 | 0 | 0 | 0 | 0 | 0 | 0 | 0 | 0 | 0 | 0 | 0 | 0 | 0 | 0 | 0 | 0 | 0 | 0 | 0 | 0 | 0
69 | MEPHYDMHO0 | NA | 0 | MEPHYDMHO0 | 0 | 0 | 0 | 0 | 0 | 0 | 0 | 0 | 0 | 0 | 0 | 0 | 0 | 0 | 0 | 0 | 0 | 0 | 0 | 0 | 0 | 0 | 0 | 0 | 0 | 0 | 0 | 0 | 0 | 0 | 0 | 0 | 0 | 0 | 0 | 0
70 | MEPHYDMNO0 | 3453 | 3453 | MEPHYDMNO0 | 3453 | 3453 | 3453 | 3453 | 3453 | 3453 | 3453 | 3453 | 3453 | 3453 | 3453 | 3453 | 3453 | 3453 | 3453 | 3453 | 3453 | 3453 | 3453 | 3453 | 3453 | 3453 | 3453 | 3453 | 3453 | 3453 | 3453 | 3453 | 3453 | 3453 | 3453 | 3453 | 3453 | 3453 | 3453 | 3453
71 | MEPHYRRNO0 | 2355 | 2355 | MEPHYRRNO0 | 2355 | 2355 | 2355 | 2355 | 2355 | 2355 | 2355 | 2355 | 2355 | 2355 | 2355 | 2355 | 2355 | 2355 | 2355 | 2355 | 2355 | 2355 | 2355 | 2355 | 2355 | 2355 | 2355 | 2355 | 2355 | 2355 | 2355 | 2355 | 2355 | 2355 | 2355 | 2355 | 2355 | 2355 | 2355 | 2355
72 | MEPHYRRNI0 | 2355 | 2355 | MEPHYRRNI0 | 2355 | 2355 | 2355 | 2355 | 2355 | 2355 | 2355 | 2355 | 2355 | 2355 | 2355 | 2355 | 2355 | 2355 | 2355 | 2355 | 2355 | 2355 | 2355 | 2355 | 2355 | 2355 | 2355 | 2355 | 2355 | 2355 | 2355 | 2355 | 2355 | 2355 | 2355 | 2355 | 2355 | 2355 | 2355 | 2355
73 | MEPSOU1NO0 | 900 | 900 | MEPSOU1NO0 | 900 | 900 | 900 | 900 | 900 | 900 | 900 | 900 | 900 | 900 | 900 | 900 | 900 | 900 | 900 | 900 | 900 | 900 | 900 | 900 | 900 | 900 | 900 | 900 | 900 | 900 | 900 | 900 | 900 | 900 | 900 | 900 | 900 | 900 | 900 | 900
74 | MEPSOU1NI0 | 900 | 900 | MEPSOU1NI0 | 900 | 900 | 900 | 900 | 900 | 900 | 900 | 900 | 900 | 900 | 900 | 900 | 900 | 900 | 900 | 900 | 900 | 900 | 900 | 900 | 900 | 900 | 900 | 900 | 900 | 900 | 900 | 900 | 900 | 900 | 900 | 900 | 900 | 900 | 900 | 900
75 | MEPCOSCHO0 | NA | 0 | MEPCOSCHO0 | 0 | 0 | 0 | 0 | 0 | 0 | 0 | 0 | 0 | 0 | 0 | 0 | 0 | 0 | 0 | 0 | 0 | 0 | 0 | 0 | 0 | 0 | 0 | 0 | 0 | 0 | 0 | 0 | 0 | 0 | 0 | 0 | 0 | 0 | 0 | 0
76 | MEPCOSCNO0 | 1490 | 1490 | MEPCOSCNO0 | 1490 | 1490 | 1490 | 1490 | 1490 | 1490 | 1490 | 1490 | 1490 | 1490 | 1490 | 1490 | 1490 | 1490 | 1490 | 1490 | 1490 | 1490 | 1490 | 1490 | 1490 | 1490 | 1490 | 1490 | 1490 | 1490 | 1490 | 1490 | 1490 | 1490 | 1490 | 1490 | 1490 | 1490 | 1490 | 1490
77 | MEPCOSCNI0 | 1490 | 1490 | MEPCOSCNI0 | 1490 | 1490 | 1490 | 1490 | 1490 | 1490 | 1490 | 1490 | 1490 | 1490 | 1490 | 1490 | 1490 | 1490 | 1490 | 1490 | 1490 | 1490 | 1490 | 1490 | 1490 | 1490 | 1490 | 1490 | 1490 | 1490 | 1490 | 1490 | 1490 | 1490 | 1490 | 1490 | 1490 | 1490 | 1490 | 1490
78 | MEPWI30NI0 | 2191 | 2191 | MEPWI30NI0 | 2191 | 2191 | 2191 | 2191 | 2191 | 2191 | 2191 | 2191 | 2191 | 2191 | 2191 | 2191 | 2191 | 2191 | 2191 | 2191 | 2191 | 2191 | 2191 | 2191 | 2191 | 2191 | 2191 | 2191 | 2191 | 2191 | 2191 | 2191 | 2191 | 2191 | 2191 | 2191 | 2191 | 2191 | 2191 | 2191
79 | MEPWI30NO0 | 1866 | 1866 | MEPWI30NO0 | 1866 | 1866 | 1866 | 1866 | 1866 | 1866 | 1866 | 1866 | 1866 | 1866 | 1866 | 1866 | 1866 | 1866 | 1866 | 1866 | 1866 | 1866 | 1866 | 1866 | 1866 | 1866 | 1866 | 1866 | 1866 | 1866 | 1866 | 1866 | 1866 | 1866 | 1866 | 1866 | 1866 | 1866 | 1866 | 1866
80 | METELTRH00 | NA | 0 | METELTRH00 | 0 | 0 | 0 | 0 | 0 | 0 | 0 | 0 | 0 | 0 | 0 | 0 | 0 | 0 | 0 | 0 | 0 | 0 | 0 | 0 | 0 | 0 | 0 | 0 | 0 | 0 | 0 | 0 | 0 | 0 | 0 | 0 | 0 | 0 | 0 | 0
81 | METELDSH00 | NA | 0 | METELDSH00 | 0 | 0 | 0 | 0 | 0 | 0 | 0 | 0 | 0 | 0 | 0 | 0 | 0 | 0 | 0 | 0 | 0 | 0 | 0 | 0 | 0 | 0 | 0 | 0 | 0 | 0 | 0 | 0 | 0 | 0 | 0 | 0 | 0 | 0 | 0 | 0
82 | METRDIMH00 | NA | 0 | METRDIMH00 | 0 | 0 | 0 | 0 | 0 | 0 | 0 | 0 | 0 | 0 | 0 | 0 | 0 | 0 | 0 | 0 | 0 | 0 | 0 | 0 | 0 | 0 | 0 | 0 | 0 | 0 | 0 | 0 | 0 | 0 | 0 | 0 | 0 | 0 | 0 | 0
83 | METRDEXH00 | NA | 0 | METRDEXH00 | 0 | 0 | 0 | 0 | 0 | 0 | 0 | 0 | 0 | 0 | 0 | 0 | 0 | 0 | 0 | 0 | 0 | 0 | 0 | 0 | 0 | 0 | 0 | 0 | 0 | 0 | 0 | 0 | 0 | 0 | 0 | 0 | 0 | 0 | 0 | 0
84 | METRDALH00 | NA | 0 | METRDALH00 | 0 | 0 | 0 | 0 | 0 | 0 | 0 | 0 | 0 | 0 | 0 | 0 | 0 | 0 | 0 | 0 | 0 | 0 | 0 | 0 | 0 | 0 | 0 | 0 | 0 | 0 | 0 | 0 | 0 | 0 | 0 | 0 | 0 | 0 | 0 | 0
85 | METRDXKH00 | NA | 0 | METRDXKH00 | 0 | 0 | 0 | 0 | 0 | 0 | 0 | 0 | 0 | 0 | 0 | 0 | 0 | 0 | 0 | 0 | 0 | 0 | 0 | 0 | 0 | 0 | 0 | 0 | 0 | 0 | 0 | 0 | 0 | 0 | 0 | 0 | 0 | 0 | 0 | 0
86 | METRDITH00 | NA | 0 | METRDITH00 | 0 | 0 | 0 | 0 | 0 | 0 | 0 | 0 | 0 | 0 | 0 | 0 | 0 | 0 | 0 | 0 | 0 | 0 | 0 | 0 | 0 | 0 | 0 | 0 | 0 | 0 | 0 | 0 | 0 | 0 | 0 | 0 | 0 | 0 | 0 | 0
87 | ITTRDMEH00 | NA | 0 | ITTRDMEH00 | 0 | 0 | 0 | 0 | 0 | 0 | 0 | 0 | 0 | 0 | 0 | 0 | 0 | 0 | 0 | 0 | 0 | 0 | 0 | 0 | 0 | 0 | 0 | 0 | 0 | 0 | 0 | 0 | 0 | 0 | 0 | 0 | 0 | 0 | 0 | 0
88 | METRDBAH00 | NA | 0 | METRDBAH00 | 0 | 0 | 0 | 0 | 0 | 0 | 0 | 0 | 0 | 0 | 0 | 0 | 0 | 0 | 0 | 0 | 0 | 0 | 0 | 0 | 0 | 0 | 0 | 0 | 0 | 0 | 0 | 0 | 0 | 0 | 0 | 0 | 0 | 0 | 0 | 0
89 | BATRDMEH00 | NA | 0 | BATRDMEH00 | 0 | 0 | 0 | 0 | 0 | 0 | 0 | 0 | 0 | 0 | 0 | 0 | 0 | 0 | 0 | 0 | 0 | 0 | 0 | 0 | 0 | 0 | 0 | 0 | 0 | 0 | 0 | 0 | 0 | 0 | 0 | 0 | 0 | 0 | 0 | 0
90 | METRDRSH00 | NA | 0 | METRDRSH00 | 0 | 0 | 0 | 0 | 0 | 0 | 0 | 0 | 0 | 0 | 0 | 0 | 0 | 0 | 0 | 0 | 0 | 0 | 0 | 0 | 0 | 0 | 0 | 0 | 0 | 0 | 0 | 0 | 0 | 0 | 0 | 0 | 0 | 0 | 0 | 0
91 | RSTRDMEH00 | NA | 0 | RSTRDMEH00 | 0 | 0 | 0 | 0 | 0 | 0 | 0 | 0 | 0 | 0 | 0 | 0 | 0 | 0 | 0 | 0 | 0 | 0 | 0 | 0 | 0 | 0 | 0 | 0 | 0 | 0 | 0 | 0 | 0 | 0 | 0 | 0 | 0 | 0 | 0 | 0
92 | XKPELBS000 | 999999 | 999999 | XKPELBS000 | 999999 | 999999 | 999999 | 999999 | 999999 | 999999 | 999999 | 999999 | 999999 | 999999 | 999999 | 999999 | 999999 | 999999 | 999999 | 999999 | 999999 | 999999 | 999999 | 999999 | 999999 | 999999 | 999999 | 999999 | 999999 | 999999 | 999999 | 999999 | 999999 | 999999 | 999999 | 999999 | 999999 | 999999 | 999999 | 999999
93 | XKRCODM000 | NA | 0 | XKRCODM000 | 0 | 0 | 0 | 0 | 0 | 0 | 0 | 0 | 0 | 0 | 0 | 0 | 0 | 0 | 0 | 0 | 0 | 0 | 0 | 0 | 0 | 0 | 0 | 0 | 0 | 0 | 0 | 0 | 0 | 0 | 0 | 0 | 0 | 0 | 0 | 0
94 | XKRCOIM000 | NA | 0 | XKRCOIM000 | 0 | 0 | 0 | 0 | 0 | 0 | 0 | 0 | 0 | 0 | 0 | 0 | 0 | 0 | 0 | 0 | 0 | 0 | 0 | 0 | 0 | 0 | 0 | 0 | 0 | 0 | 0 | 0 | 0 | 0 | 0 | 0 | 0 | 0 | 0 | 0
95 | XKPCOSCHO0 | NA | 0 | XKPCOSCHO0 | 0 | 0 | 0 | 0 | 0 | 0 | 0 | 0 | 0 | 0 | 0 | 0 | 0 | 0 | 0 | 0 | 0 | 0 | 0 | 0 | 0 | 0 | 0 | 0 | 0 | 0 | 0 | 0 | 0 | 0 | 0 | 0 | 0 | 0 | 0 | 0
96 | XKPCOSCNO0 | 3000 | 3000 | XKPCOSCNO0 | 3000 | 3000 | 3000 | 3000 | 3000 | 3000 | 3000 | 3000 | 3000 | 3000 | 3000 | 3000 | 3000 | 3000 | 3000 | 3000 | 3000 | 3000 | 3000 | 3000 | 3000 | 3000 | 3000 | 3000 | 3000 | 3000 | 3000 | 3000 | 3000 | 3000 | 3000 | 3000 | 3000 | 3000 | 3000 | 3000
97 | XKPHYRRHO0 | NA | 0 | XKPHYRRHO0 | 0 | 0 | 0 | 0 | 0 | 0 | 0 | 0 | 0 | 0 | 0 | 0 | 0 | 0 | 0 | 0 | 0 | 0 | 0 | 0 | 0 | 0 | 0 | 0 | 0 | 0 | 0 | 0 | 0 | 0 | 0 | 0 | 0 | 0 | 0 | 0
98 | XKPHYRRNO0 | 2240 | 2240 | XKPHYRRNO0 | 2240 | 2240 | 2240 | 2240 | 2240 | 2240 | 2240 | 2240 | 2240 | 2240 | 2240 | 2240 | 2240 | 2240 | 2240 | 2240 | 2240 | 2240 | 2240 | 2240 | 2240 | 2240 | 2240 | 2240 | 2240 | 2240 | 2240 | 2240 | 2240 | 2240 | 2240 | 2240 | 2240 | 2240 | 2240 | 2240
99 | XKPSOU1NO0 | 2128 | 2128 | XKPSOU1NO0 | 2128 | 2128 | 2128 | 2128 | 2128 | 2128 | 2128 | 2128 | 2128 | 2128 | 2128 | 2128 | 2128 | 2128 | 2128 | 2128 | 2128 | 2128 | 2128 | 2128 | 2128 | 2128 | 2128 | 2128 | 2128 | 2128 | 2128 | 2128 | 2128 | 2128 | 2128 | 2128 | 2128 | 2128 | 2128 | 2128
100 | XKPSOU1NI0 | 2128 | 2128 | XKPSOU1NI0 | 2128 | 2128 | 2128 | 2128 | 2128 | 2128 | 2128 | 2128 | 2128 | 2128 | 2128 | 2128 | 2128 | 2128 | 2128 | 2128 | 2128 | 2128 | 2128 | 2128 | 2128 | 2128 | 2128 | 2128 | 2128 | 2128 | 2128 | 2128 | 2128 | 2128 | 2128 | 2128 | 2128 | 2128 | 2128 | 2128
101 | XKPWI25NO0 | 1802 | 1802 | XKPWI25NO0 | 1802 | 1802 | 1802 | 1802 | 1802 | 1802 | 1802 | 1802 | 1802 | 1802 | 1802 | 1802 | 1802 | 1802 | 1802 | 1802 | 1802 | 1802 | 1802 | 1802 | 1802 | 1802 | 1802 | 1802 | 1802 | 1802 | 1802 | 1802 | 1802 | 1802 | 1802 | 1802 | 1802 | 1802 | 1802 | 1802
102 | XKPWI25NI0 | 1802 | 1802 | XKPWI25NI0 | 1802 | 1802 | 1802 | 1802 | 1802 | 1802 | 1802 | 1802 | 1802 | 1802 | 1802 | 1802 | 1802 | 1802 | 1802 | 1802 | 1802 | 1802 | 1802 | 1802 | 1802 | 1802 | 1802 | 1802 | 1802 | 1802 | 1802 | 1802 | 1802 | 1802 | 1802 | 1802 | 1802 | 1802 | 1802 | 1802
103 | XKTELTRH00 | NA | 0 | XKTELTRH00 | 0 | 0 | 0 | 0 | 0 | 0 | 0 | 0 | 0 | 0 | 0 | 0 | 0 | 0 | 0 | 0 | 0 | 0 | 0 | 0 | 0 | 0 | 0 | 0 | 0 | 0 | 0 | 0 | 0 | 0 | 0 | 0 | 0 | 0 | 0 | 0
104 | XKTELDSH00 | NA | 0 | XKTELDSH00 | 0 | 0 | 0 | 0 | 0 | 0 | 0 | 0 | 0 | 0 | 0 | 0 | 0 | 0 | 0 | 0 | 0 | 0 | 0 | 0 | 0 | 0 | 0 | 0 | 0 | 0 | 0 | 0 | 0 | 0 | 0 | 0 | 0 | 0 | 0 | 0
105 | XKTRDIMH00 | NA | 0 | XKTRDIMH00 | 0 | 0 | 0 | 0 | 0 | 0 | 0 | 0 | 0 | 0 | 0 | 0 | 0 | 0 | 0 | 0 | 0 | 0 | 0 | 0 | 0 | 0 | 0 | 0 | 0 | 0 | 0 | 0 | 0 | 0 | 0 | 0 | 0 | 0 | 0 | 0
106 | XKTRDEXH00 | NA | 0 | XKTRDEXH00 | 0 | 0 | 0 | 0 | 0 | 0 | 0 | 0 | 0 | 0 | 0 | 0 | 0 | 0 | 0 | 0 | 0 | 0 | 0 | 0 | 0 | 0 | 0 | 0 | 0 | 0 | 0 | 0 | 0 | 0 | 0 | 0 | 0 | 0 | 0 | 0
107 | XKTRDAKH00 | NA | 0 | XKTRDAKH00 | 0 | 0 | 0 | 0 | 0 | 0 | 0 | 0 | 0 | 0 | 0 | 0 | 0 | 0 | 0 | 0 | 0 | 0 | 0 | 0 | 0 | 0 | 0 | 0 | 0 | 0 | 0 | 0 | 0 | 0 | 0 | 0 | 0 | 0 | 0 | 0
108 | XKTRDMEH00 | NA | 0 | XKTRDMEH00 | 0 | 0 | 0 | 0 | 0 | 0 | 0 | 0 | 0 | 0 | 0 | 0 | 0 | 0 | 0 | 0 | 0 | 0 | 0 | 0 | 0 | 0 | 0 | 0 | 0 | 0 | 0 | 0 | 0 | 0 | 0 | 0 | 0 | 0 | 0 | 0

## VariableCost
param VariableCost default 0.001 :=
|  | 2020 | 2021 | 2022 | 2023 | 2024 | 2025 | 2026 | 2027 | 2028 | 2029 | 2030 | 2031 | 2032 | 2033 | 2034 | 2035 | 2036 | 2037 | 2038 | 2039 | 2040 | 2041 | 2042 | 2043 | 2044 | 2045 | 2046 | 2047 | 2048 | 2049 | 2050 | 2051 | 2052 | 2053 | 2054 | 2055:=
LakeOhrid | 1 | -0.001 | -0.001 | -0.001 | -0.001 | -0.001 | -0.001 | -0.001 | -0.001 | -0.001 | -0.001 | -0.001 | -0.001 | -0.001 | -0.001 | -0.001 | -0.001 | -0.001 | -0.001 | -0.001 | -0.001 | -0.001 | -0.001 | -0.001 | -0.001 | -0.001 | -0.001 | -0.001 | -0.001 | -0.001 | -0.001 | -0.001 | -0.001 | -0.001 | -0.001 | -0.001 | -0.001
BDCT1 | 1 | 0.001 | 0.001 | 0.001 | 0.001 | 0.001 | 0.001 | 0.001 | 0.001 | 0.001 | 0.001 | 0.001 | 0.001 | 0.001 | 0.001 | 0.001 | 0.001 | 0.001 | 0.001 | 0.001 | 0.001 | 0.001 | 0.001 | 0.001 | 0.001 | 0.001 | 0.001 | 0.001 | 0.001 | 0.001 | 0.001 | 0.001 | 0.001 | 0.001 | 0.001 | 0.001 | 0.001
BDRS1 | 1 | -0.001 | -0.001 | -0.001 | -0.001 | -0.001 | -0.001 | -0.001 | -0.001 | -0.001 | -0.001 | -0.001 | -0.001 | -0.001 | -0.001 | -0.001 | -0.001 | -0.001 | -0.001 | -0.001 | -0.001 | -0.001 | -0.001 | -0.001 | -0.001 | -0.001 | -0.001 | -0.001 | -0.001 | -0.001 | -0.001 | -0.001 | -0.001 | -0.001 | -0.001 | -0.001 | -0.001
Globocica_T | 1 | 0.001 | 0.001 | 0.001 | 0.001 | 0.001 | 0.001 | 0.001 | 0.001 | 0.001 | 0.001 | 0.001 | 0.001 | 0.001 | 0.001 | 0.001 | 0.001 | 0.001 | 0.001 | 0.001 | 0.001 | 0.001 | 0.001 | 0.001 | 0.001 | 0.001 | 0.001 | 0.001 | 0.001 | 0.001 | 0.001 | 0.001 | 0.001 | 0.001 | 0.001 | 0.001 | 0.001
Globocica_T | 2 | 0 | 0 | 0 | 0 | 0 | 0 | 0 | 0 | 0 | 0 | 0 | 0 | 0 | 0 | 0 | 0 | 0 | 0 | 0 | 0 | 0 | 0 | 0 | 0 | 0 | 0 | 0 | 0 | 0 | 0 | 0 | 0 | 0 | 0 | 0 | 0
SPL1 | 1 | 0.001 | 0.001 | 0.001 | 0.001 | 0.001 | 0.001 | 0.001 | 0.001 | 0.001 | 0.001 | 0.001 | 0.001 | 0.001 | 0.001 | 0.001 | 0.001 | 0.001 | 0.001 | 0.001 | 0.001 | 0.001 | 0.001 | 0.001 | 0.001 | 0.001 | 0.001 | 0.001 | 0.001 | 0.001 | 0.001 | 0.001 | 0.001 | 0.001 | 0.001 | 0.001 | 0.001
BDCT2 | 1 | 0.001 | 0.001 | 0.001 | 0.001 | 0.001 | 0.001 | 0.001 | 0.001 | 0.001 | 0.001 | 0.001 | 0.001 | 0.001 | 0.001 | 0.001 | 0.001 | 0.001 | 0.001 | 0.001 | 0.001 | 0.001 | 0.001 | 0.001 | 0.001 | 0.001 | 0.001 | 0.001 | 0.001 | 0.001 | 0.001 | 0.001 | 0.001 | 0.001 | 0.001 | 0.001 | 0.001
BDRS2 | 1 | 0.001 | 0.001 | 0.001 | 0.001 | 0.001 | 0.001 | 0.001 | 0.001 | 0.001 | 0.001 | 0.001 | 0.001 | 0.001 | 0.001 | 0.001 | 0.001 | 0.001 | 0.001 | 0.001 | 0.001 | 0.001 | 0.001 | 0.001 | 0.001 | 0.001 | 0.001 | 0.001 | 0.001 | 0.001 | 0.001 | 0.001 | 0.001 | 0.001 | 0.001 | 0.001 | 0.001
Shpilje_T | 1 | 0.001 | 0.001 | 0.001 | 0.001 | 0.001 | 0.001 | 0.001 | 0.001 | 0.001 | 0.001 | 0.001 | 0.001 | 0.001 | 0.001 | 0.001 | 0.001 | 0.001 | 0.001 | 0.001 | 0.001 | 0.001 | 0.001 | 0.001 | 0.001 | 0.001 | 0.001 | 0.001 | 0.001 | 0.001 | 0.001 | 0.001 | 0.001 | 0.001 | 0.001 | 0.001 | 0.001
Shpilje_T | 2 | 0 | 0 | 0 | 0 | 0 | 0 | 0 | 0 | 0 | 0 | 0 | 0 | 0 | 0 | 0 | 0 | 0 | 0 | 0 | 0 | 0 | 0 | 0 | 0 | 0 | 0 | 0 | 0 | 0 | 0 | 0 | 0 | 0 | 0 | 0 | 0
SPL2 | 1 | 0.001 | 0.001 | 0.001 | 0.001 | 0.001 | 0.001 | 0.001 | 0.001 | 0.001 | 0.001 | 0.001 | 0.001 | 0.001 | 0.001 | 0.001 | 0.001 | 0.001 | 0.001 | 0.001 | 0.001 | 0.001 | 0.001 | 0.001 | 0.001 | 0.001 | 0.001 | 0.001 | 0.001 | 0.001 | 0.001 | 0.001 | 0.001 | 0.001 | 0.001 | 0.001 | 0.001
BDCT3 | 1 | 0.001 | 0.001 | 0.001 | 0.001 | 0.001 | 0.001 | 0.001 | 0.001 | 0.001 | 0.001 | 0.001 | 0.001 | 0.001 | 0.001 | 0.001 | 0.001 | 0.001 | 0.001 | 0.001 | 0.001 | 0.001 | 0.001 | 0.001 | 0.001 | 0.001 | 0.001 | 0.001 | 0.001 | 0.001 | 0.001 | 0.001 | 0.001 | 0.001 | 0.001 | 0.001 | 0.001
BDRS3 | 1 | 0.001 | 0.001 | 0.001 | 0.001 | 0.001 | 0.001 | 0.001 | 0.001 | 0.001 | 0.001 | 0.001 | 0.001 | 0.001 | 0.001 | 0.001 | 0.001 | 0.001 | 0.001 | 0.001 | 0.001 | 0.001 | 0.001 | 0.001 | 0.001 | 0.001 | 0.001 | 0.001 | 0.001 | 0.001 | 0.001 | 0.001 | 0.001 | 0.001 | 0.001 | 0.001 | 0.001
Skavica_T | 1 | 0.001 | 0.001 | 0.001 | 0.001 | 0.001 | 0.001 | 0.001 | 0.001 | 0.001 | 0.001 | 0.001 | 0.001 | 0.001 | 0.001 | 0.001 | 0.001 | 0.001 | 0.001 | 0.001 | 0.001 | 0.001 | 0.001 | 0.001 | 0.001 | 0.001 | 0.001 | 0.001 | 0.001 | 0.001 | 0.001 | 0.001 | 0.001 | 0.001 | 0.001 | 0.001 | 0.001
Skavica_T | 2 |  | 0 | 0 | 0 | 0 | 0 | 0 | 0 | 0 | 0 | 0 | 0 | 0 | 0 | 0 | 0 | 0 | 0 | 0 | 0 | 0 | 0 | 0 | 0 | 0 | 0 | 0 | 0 | 0 | 0 | 0 | 0 | 0 | 0 | 0 | 0
SPL3 | 1 | 0.001 | 0.001 | 0.001 | 0.001 | 0.001 | 0.001 | 0.001 | 0.001 | 0.001 | 0.001 | 0.001 | 0.001 | 0.001 | 0.001 | 0.001 | 0.001 | 0.001 | 0.001 | 0.001 | 0.001 | 0.001 | 0.001 | 0.001 | 0.001 | 0.001 | 0.001 | 0.001 | 0.001 | 0.001 | 0.001 | 0.001 | 0.001 | 0.001 | 0.001 | 0.001 | 0.001
WDRS1 | 1 | -0.001 | -0.001 | -0.001 | -0.001 | -0.001 | -0.001 | -0.001 | -0.001 | -0.001 | -0.001 | -0.001 | -0.001 | -0.001 | -0.001 | -0.001 | -0.001 | -0.001 | -0.001 | -0.001 | -0.001 | -0.001 | -0.001 | -0.001 | -0.001 | -0.001 | -0.001 | -0.001 | -0.001 | -0.001 | -0.001 | -0.001 | -0.001 | -0.001 | -0.001 | -0.001 | -0.001
DCT1 | 1 | 0.001 | 0.001 | 0.001 | 0.001 | 0.001 | 0.001 | 0.001 | 0.001 | 0.001 | 0.001 | 0.001 | 0.001 | 0.001 | 0.001 | 0.001 | 0.001 | 0.001 | 0.001 | 0.001 | 0.001 | 0.001 | 0.001 | 0.001 | 0.001 | 0.001 | 0.001 | 0.001 | 0.001 | 0.001 | 0.001 | 0.001 | 0.001 | 0.001 | 0.001 | 0.001 | 0.001
DRS1 | 1 | 0.001 | 0.001 | 0.001 | 0.001 | 0.001 | 0.001 | 0.001 | 0.001 | 0.001 | 0.001 | 0.001 | 0.001 | 0.001 | 0.001 | 0.001 | 0.001 | 0.001 | 0.001 | 0.001 | 0.001 | 0.001 | 0.001 | 0.001 | 0.001 | 0.001 | 0.001 | 0.001 | 0.001 | 0.001 | 0.001 | 0.001 | 0.001 | 0.001 | 0.001 | 0.001 | 0.001
Fierza_T | 1 | 0.001 | 0.001 | 0.001 | 0.001 | 0.001 | 0.001 | 0.001 | 0.001 | 0.001 | 0.001 | 0.001 | 0.001 | 0.001 | 0.001 | 0.001 | 0.001 | 0.001 | 0.001 | 0.001 | 0.001 | 0.001 | 0.001 | 0.001 | 0.001 | 0.001 | 0.001 | 0.001 | 0.001 | 0.001 | 0.001 | 0.001 | 0.001 | 0.001 | 0.001 | 0.001 | 0.001
Fierza_T | 2 | 0 | 0 | 0 | 0 | 0 | 0 | 0 | 0 | 0 | 0 | 0 | 0 | 0 | 0 | 0 | 0 | 0 | 0 | 0 | 0 | 0 | 0 | 0 | 0 | 0 | 0 | 0 | 0 | 0 | 0 | 0 | 0 | 0 | 0 | 0 | 0
SPL4 | 1 | 0.001 | 0.001 | 0.001 | 0.001 | 0.001 | 0.001 | 0.001 | 0.001 | 0.001 | 0.001 | 0.001 | 0.001 | 0.001 | 0.001 | 0.001 | 0.001 | 0.001 | 0.001 | 0.001 | 0.001 | 0.001 | 0.001 | 0.001 | 0.001 | 0.001 | 0.001 | 0.001 | 0.001 | 0.001 | 0.001 | 0.001 | 0.001 | 0.001 | 0.001 | 0.001 | 0.001
DCT2 | 1 | 0.001 | 0.001 | 0.001 | 0.001 | 0.001 | 0.001 | 0.001 | 0.001 | 0.001 | 0.001 | 0.001 | 0.001 | 0.001 | 0.001 | 0.001 | 0.001 | 0.001 | 0.001 | 0.001 | 0.001 | 0.001 | 0.001 | 0.001 | 0.001 | 0.001 | 0.001 | 0.001 | 0.001 | 0.001 | 0.001 | 0.001 | 0.001 | 0.001 | 0.001 | 0.001 | 0.001
DRS2 | 1 | 0.001 | 0.001 | 0.001 | 0.001 | 0.001 | 0.001 | 0.001 | 0.001 | 0.001 | 0.001 | 0.001 | 0.001 | 0.001 | 0.001 | 0.001 | 0.001 | 0.001 | 0.001 | 0.001 | 0.001 | 0.001 | 0.001 | 0.001 | 0.001 | 0.001 | 0.001 | 0.001 | 0.001 | 0.001 | 0.001 | 0.001 | 0.001 | 0.001 | 0.001 | 0.001 | 0.001
Koman_T | 1 | 0.001 | 0.001 | 0.001 | 0.001 | 0.001 | 0.001 | 0.001 | 0.001 | 0.001 | 0.001 | 0.001 | 0.001 | 0.001 | 0.001 | 0.001 | 0.001 | 0.001 | 0.001 | 0.001 | 0.001 | 0.001 | 0.001 | 0.001 | 0.001 | 0.001 | 0.001 | 0.001 | 0.001 | 0.001 | 0.001 | 0.001 | 0.001 | 0.001 | 0.001 | 0.001 | 0.001
Koman_T | 2 | 0 | 0 | 0 | 0 | 0 | 0 | 0 | 0 | 0 | 0 | 0 | 0 | 0 | 0 | 0 | 0 | 0 | 0 | 0 | 0 | 0 | 0 | 0 | 0 | 0 | 0 | 0 | 0 | 0 | 0 | 0 | 0 | 0 | 0 | 0 | 0
SPL5 | 1 | 0.001 | 0.001 | 0.001 | 0.001 | 0.001 | 0.001 | 0.001 | 0.001 | 0.001 | 0.001 | 0.001 | 0.001 | 0.001 | 0.001 | 0.001 | 0.001 | 0.001 | 0.001 | 0.001 | 0.001 | 0.001 | 0.001 | 0.001 | 0.001 | 0.001 | 0.001 | 0.001 | 0.001 | 0.001 | 0.001 | 0.001 | 0.001 | 0.001 | 0.001 | 0.001 | 0.001
DCT3 | 1 | 0.001 | 0.001 | 0.001 | 0.001 | 0.001 | 0.001 | 0.001 | 0.001 | 0.001 | 0.001 | 0.001 | 0.001 | 0.001 | 0.001 | 0.001 | 0.001 | 0.001 | 0.001 | 0.001 | 0.001 | 0.001 | 0.001 | 0.001 | 0.001 | 0.001 | 0.001 | 0.001 | 0.001 | 0.001 | 0.001 | 0.001 | 0.001 | 0.001 | 0.001 | 0.001 | 0.001
DRS3 | 1 | 0.001 | 0.001 | 0.001 | 0.001 | 0.001 | 0.001 | 0.001 | 0.001 | 0.001 | 0.001 | 0.001 | 0.001 | 0.001 | 0.001 | 0.001 | 0.001 | 0.001 | 0.001 | 0.001 | 0.001 | 0.001 | 0.001 | 0.001 | 0.001 | 0.001 | 0.001 | 0.001 | 0.001 | 0.001 | 0.001 | 0.001 | 0.001 | 0.001 | 0.001 | 0.001 | 0.001
Vau_i_Dejes_T | 1 | 0.001 | 0.001 | 0.001 | 0.001 | 0.001 | 0.001 | 0.001 | 0.001 | 0.001 | 0.001 | 0.001 | 0.001 | 0.001 | 0.001 | 0.001 | 0.001 | 0.001 | 0.001 | 0.001 | 0.001 | 0.001 | 0.001 | 0.001 | 0.001 | 0.001 | 0.001 | 0.001 | 0.001 | 0.001 | 0.001 | 0.001 | 0.001 | 0.001 | 0.001 | 0.001 | 0.001
Vau_i_Dejes_T | 2 | 0 | 0 | 0 | 0 | 0 | 0 | 0 | 0 | 0 | 0 | 0 | 0 | 0 | 0 | 0 | 0 | 0 | 0 | 0 | 0 | 0 | 0 | 0 | 0 | 0 | 0 | 0 | 0 | 0 | 0 | 0 | 0 | 0 | 0 | 0 | 0
SPL6 | 1 | 0.001 | 0.001 | 0.001 | 0.001 | 0.001 | 0.001 | 0.001 | 0.001 | 0.001 | 0.001 | 0.001 | 0.001 | 0.001 | 0.001 | 0.001 | 0.001 | 0.001 | 0.001 | 0.001 | 0.001 | 0.001 | 0.001 | 0.001 | 0.001 | 0.001 | 0.001 | 0.001 | 0.001 | 0.001 | 0.001 | 0.001 | 0.001 | 0.001 | 0.001 | 0.001 | 0.001
DCT4 | 1 | 0.001 | 0.001 | 0.001 | 0.001 | 0.001 | 0.001 | 0.001 | 0.001 | 0.001 | 0.001 | 0.001 | 0.001 | 0.001 | 0.001 | 0.001 | 0.001 | 0.001 | 0.001 | 0.001 | 0.001 | 0.001 | 0.001 | 0.001 | 0.001 | 0.001 | 0.001 | 0.001 | 0.001 | 0.001 | 0.001 | 0.001 | 0.001 | 0.001 | 0.001 | 0.001 | 0.001
BACKSTOP1 | 1 | 99999 | 99999 | 99999 | 99999 | 99999 | 99999 | 99999 | 99999 | 99999 | 99999 | 99999 | 99999 | 99999 | 99999 | 99999 | 99999 | 99999 | 99999 | 99999 | 99999 | 99999 | 99999 | 99999 | 99999 | 99999 | 99999 | 99999 | 99999 | 99999 | 99999 | 99999 | 99999 | 99999 | 99999 | 99999 | 99999
BACKSTOP1 | 2 | 99999 | 99999 | 99999 | 99999 | 99999 | 99999 | 99999 | 99999 | 99999 | 99999 | 99999 | 99999 | 99999 | 99999 | 99999 | 99999 | 99999 | 99999 | 99999 | 99999 | 99999 | 99999 | 99999 | 99999 | 99999 | 99999 | 99999 | 99999 | 99999 | 99999 | 99999 | 99999 | 99999 | 99999 | 99999 | 99999
BACKSTOP2 | 1 | 99999 | 99999 | 99999 | 99999 | 99999 | 99999 | 99999 | 99999 | 99999 | 99999 | 99999 | 99999 | 99999 | 99999 | 99999 | 99999 | 99999 | 99999 | 99999 | 99999 | 99999 | 99999 | 99999 | 99999 | 99999 | 99999 | 99999 | 99999 | 99999 | 99999 | 99999 | 99999 | 99999 | 99999 | 99999 | 99999
BACKSTOP2 | 2 | 99999 | 99999 | 99999 | 99999 | 99999 | 99999 | 99999 | 99999 | 99999 | 99999 | 99999 | 99999 | 99999 | 99999 | 99999 | 99999 | 99999 | 99999 | 99999 | 99999 | 99999 | 99999 | 99999 | 99999 | 99999 | 99999 | 99999 | 99999 | 99999 | 99999 | 99999 | 99999 | 99999 | 99999 | 99999 | 99999
m2 | bar: 2022
Technlogy | VarCost-m1 | VarCost-m2 |  | 2020 | 2021 | 2022 | 2023 | 2024 | 2025 | 2026 | 2027 | 2028 | 2029 | 2030 | 2031 | 2032 | 2033 | 2034 | 2035 | 2036 | 2037 | 2038 | 2039 | 2040 | 2041 | 2042 | 2043 | 2044 | 2045 | 2046 | 2047 | 2048 | 2049 | 2050 | 2051 | 2052 | 2053 | 2054 | 2055:= | 2020 | 2021 | 2022 | 2023 | 2024 | 2025 | 2026 | 2027 | 2028 | 2029 | 2030 | 2031 | 2032 | 2033 | 2034 | 2035 | 2036 | 2037 | 2038 | 2039 | 2040 | 2041 | 2042 | 2043 | 2044 | 2045
ALPELBS000 | 9999 | 9999 | [region,ALPELBS000,*,*]: | 9999 | 9999 | 9999 | 9999 | 9999 | 9999 | 9999 | 9999 | 9999 | 9999 | 9999 | 9999 | 9999 | 9999 | 9999 | 9999 | 9999 | 9999 | 9999 | 9999 | 9999 | 9999 | 9999 | 9999 | 9999 | 9999 | 9999 | 9999 | 9999 | 9999 | 9999 | 9999 | 9999 | 9999 | 9999 | 9999 | 9999 | 9999 | 9999 | 9999 | 9999 | 9999 | 9999 | 9999 | 9999 | 9999 | 9999 | 9999 | 9999 | 9999 | 9999 | 9999 | 9999 | 9999 | 9999 | 9999 | 9999 | 9999 | 9999 | 9999 | 9999 | 9999
ALRNGDM000 | 99999 | 9999 | [region,ALRNGDM000,*,*]: | 99999 | 99999 | 99999 | 99999 | 99999 | 99999 | 99999 | 99999 | 99999 | 99999 | 99999 | 99999 | 99999 | 99999 | 99999 | 99999 | 99999 | 99999 | 99999 | 99999 | 99999 | 99999 | 99999 | 99999 | 99999 | 99999 | 99999 | 99999 | 99999 | 99999 | 99999 | 99999 | 99999 | 99999 | 99999 | 99999 | 9999 | 9999 | 9999 | 9999 | 9999 | 9999 | 9999 | 9999 | 9999 | 9999 | 9999 | 9999 | 9999 | 9999 | 9999 | 9999 | 9999 | 9999 | 9999 | 9999 | 9999 | 9999 | 9999 | 9999 | 9999 | 9999
ALRNGIM000 | 0.44 | 9999 | [region,ALRNGIM000,*,*]: | 0.44 | 0.44 | 0.44 | 0.44 | 0.44 | 0.44 | 0.44 | 0.44 | 0.44 | 0.44 | 0.44 | 0.44 | 0.44 | 0.44 | 0.44 | 0.44 | 0.44 | 0.44 | 0.44 | 0.44 | 0.44 | 0.44 | 0.44 | 0.44 | 0.44 | 0.44 | 0.44 | 0.44 | 0.44 | 0.44 | 0.44 | 0.44 | 0.44 | 0.44 | 0.44 | 0.44 | 9999 | 9999 | 9999 | 9999 | 9999 | 9999 | 9999 | 9999 | 9999 | 9999 | 9999 | 9999 | 9999 | 9999 | 9999 | 9999 | 9999 | 9999 | 9999 | 9999 | 9999 | 9999 | 9999 | 9999 | 9999 | 9999
ALPHYDMHI0 | 0.66 | 9999 | [region,ALPHYDMHI0,*,*]: | 0.66 | 0.66 | 0.66 | 0.66 | 0.66 | 0.66 | 0.66 | 0.66 | 0.66 | 0.66 | 0.66 | 0.66 | 0.66 | 0.66 | 0.66 | 0.66 | 0.66 | 0.66 | 0.66 | 0.66 | 0.66 | 0.66 | 0.66 | 0.66 | 0.66 | 0.66 | 0.66 | 0.66 | 0.66 | 0.66 | 0.66 | 0.66 | 0.66 | 0.66 | 0.66 | 0.66 | 9999 | 9999 | 9999 | 9999 | 9999 | 9999 | 9999 | 9999 | 9999 | 9999 | 9999 | 9999 | 9999 | 9999 | 9999 | 9999 | 9999 | 9999 | 9999 | 9999 | 9999 | 9999 | 9999 | 9999 | 9999 | 9999
ALPHYDMNI1 | 99999 | 0.66 | [region,ALPHYDMNI1,*,*]: | 99999 | 99999 | 99999 | 99999 | 99999 | 99999 | 99999 | 99999 | 99999 | 99999 | 99999 | 99999 | 99999 | 99999 | 99999 | 99999 | 99999 | 99999 | 99999 | 99999 | 99999 | 99999 | 99999 | 99999 | 99999 | 99999 | 99999 | 99999 | 99999 | 99999 | 99999 | 99999 | 99999 | 99999 | 99999 | 99999 | 0.66 | 0.66 | 0.66 | 0.66 | 0.66 | 0.66 | 0.66 | 0.66 | 0.66 | 0.66 | 0.66 | 0.66 | 0.66 | 0.66 | 0.66 | 0.66 | 0.66 | 0.66 | 0.66 | 0.66 | 0.66 | 0.66 | 0.66 | 0.66 | 0.66 | 0.66
ALPHYDMHI2 | 99999 | 0.66 | [region,ALPHYDMHI2,*,*]: | 99999 | 99999 | 99999 | 99999 | 99999 | 99999 | 99999 | 99999 | 99999 | 99999 | 99999 | 99999 | 99999 | 99999 | 99999 | 99999 | 99999 | 99999 | 99999 | 99999 | 99999 | 99999 | 99999 | 99999 | 99999 | 99999 | 99999 | 99999 | 99999 | 99999 | 99999 | 99999 | 99999 | 99999 | 99999 | 99999 | 0.66 | 0.66 | 0.66 | 0.66 | 0.66 | 0.66 | 0.66 | 0.66 | 0.66 | 0.66 | 0.66 | 0.66 | 0.66 | 0.66 | 0.66 | 0.66 | 0.66 | 0.66 | 0.66 | 0.66 | 0.66 | 0.66 | 0.66 | 0.66 | 0.66 | 0.66
ALPHYDMHI3 | 99999 | 0.66 | [region,ALPHYDMHI3,*,*]: | 99999 | 99999 | 99999 | 99999 | 99999 | 99999 | 99999 | 99999 | 99999 | 99999 | 99999 | 99999 | 99999 | 99999 | 99999 | 99999 | 99999 | 99999 | 99999 | 99999 | 99999 | 99999 | 99999 | 99999 | 99999 | 99999 | 99999 | 99999 | 99999 | 99999 | 99999 | 99999 | 99999 | 99999 | 99999 | 99999 | 0.66 | 0.66 | 0.66 | 0.66 | 0.66 | 0.66 | 0.66 | 0.66 | 0.66 | 0.66 | 0.66 | 0.66 | 0.66 | 0.66 | 0.66 | 0.66 | 0.66 | 0.66 | 0.66 | 0.66 | 0.66 | 0.66 | 0.66 | 0.66 | 0.66 | 0.66
ALPHYDMHI4 | 99999 | 0.66 | [region,ALPHYDMHI4,*,*]: | 99999 | 99999 | 99999 | 99999 | 99999 | 99999 | 99999 | 99999 | 99999 | 99999 | 99999 | 99999 | 99999 | 99999 | 99999 | 99999 | 99999 | 99999 | 99999 | 99999 | 99999 | 99999 | 99999 | 99999 | 99999 | 99999 | 99999 | 99999 | 99999 | 99999 | 99999 | 99999 | 99999 | 99999 | 99999 | 99999 | 0.66 | 0.66 | 0.66 | 0.66 | 0.66 | 0.66 | 0.66 | 0.66 | 0.66 | 0.66 | 0.66 | 0.66 | 0.66 | 0.66 | 0.66 | 0.66 | 0.66 | 0.66 | 0.66 | 0.66 | 0.66 | 0.66 | 0.66 | 0.66 | 0.66 | 0.66
ALPHYDMHO0 | 0.66 | 9999 | [region,ALPHYDMHO0,*,*]: | 0.66 | 0.66 | 0.66 | 0.66 | 0.66 | 0.66 | 0.66 | 0.66 | 0.66 | 0.66 | 0.66 | 0.66 | 0.66 | 0.66 | 0.66 | 0.66 | 0.66 | 0.66 | 0.66 | 0.66 | 0.66 | 0.66 | 0.66 | 0.66 | 0.66 | 0.66 | 0.66 | 0.66 | 0.66 | 0.66 | 0.66 | 0.66 | 0.66 | 0.66 | 0.66 | 0.66 | 9999 | 9999 | 9999 | 9999 | 9999 | 9999 | 9999 | 9999 | 9999 | 9999 | 9999 | 9999 | 9999 | 9999 | 9999 | 9999 | 9999 | 9999 | 9999 | 9999 | 9999 | 9999 | 9999 | 9999 | 9999 | 9999
ALPHYDMNO0 | 0.66 | 9999 | [region,ALPHYDMNO0,*,*]: | 0.66 | 0.66 | 0.66 | 0.66 | 0.66 | 0.66 | 0.66 | 0.66 | 0.66 | 0.66 | 0.66 | 0.66 | 0.66 | 0.66 | 0.66 | 0.66 | 0.66 | 0.66 | 0.66 | 0.66 | 0.66 | 0.66 | 0.66 | 0.66 | 0.66 | 0.66 | 0.66 | 0.66 | 0.66 | 0.66 | 0.66 | 0.66 | 0.66 | 0.66 | 0.66 | 0.66 | 9999 | 9999 | 9999 | 9999 | 9999 | 9999 | 9999 | 9999 | 9999 | 9999 | 9999 | 9999 | 9999 | 9999 | 9999 | 9999 | 9999 | 9999 | 9999 | 9999 | 9999 | 9999 | 9999 | 9999 | 9999 | 9999
ALPHYRRHI0 | 0.66 | 9999 | [region,ALPHYRRHI0,*,*]: | 0.66 | 0.66 | 0.66 | 0.66 | 0.66 | 0.66 | 0.66 | 0.66 | 0.66 | 0.66 | 0.66 | 0.66 | 0.66 | 0.66 | 0.66 | 0.66 | 0.66 | 0.66 | 0.66 | 0.66 | 0.66 | 0.66 | 0.66 | 0.66 | 0.66 | 0.66 | 0.66 | 0.66 | 0.66 | 0.66 | 0.66 | 0.66 | 0.66 | 0.66 | 0.66 | 0.66 | 9999 | 9999 | 9999 | 9999 | 9999 | 9999 | 9999 | 9999 | 9999 | 9999 | 9999 | 9999 | 9999 | 9999 | 9999 | 9999 | 9999 | 9999 | 9999 | 9999 | 9999 | 9999 | 9999 | 9999 | 9999 | 9999
ALPHYRRHO0 | 0.66 | 9999 | [region,ALPHYRRHO0,*,*]: | 0.66 | 0.66 | 0.66 | 0.66 | 0.66 | 0.66 | 0.66 | 0.66 | 0.66 | 0.66 | 0.66 | 0.66 | 0.66 | 0.66 | 0.66 | 0.66 | 0.66 | 0.66 | 0.66 | 0.66 | 0.66 | 0.66 | 0.66 | 0.66 | 0.66 | 0.66 | 0.66 | 0.66 | 0.66 | 0.66 | 0.66 | 0.66 | 0.66 | 0.66 | 0.66 | 0.66 | 9999 | 9999 | 9999 | 9999 | 9999 | 9999 | 9999 | 9999 | 9999 | 9999 | 9999 | 9999 | 9999 | 9999 | 9999 | 9999 | 9999 | 9999 | 9999 | 9999 | 9999 | 9999 | 9999 | 9999 | 9999 | 9999
ALPHYSHHI0 | 0.66 | 9999 | [region,ALPHYSHHI0,*,*]: | 0.66 | 0.66 | 0.66 | 0.66 | 0.66 | 0.66 | 0.66 | 0.66 | 0.66 | 0.66 | 0.66 | 0.66 | 0.66 | 0.66 | 0.66 | 0.66 | 0.66 | 0.66 | 0.66 | 0.66 | 0.66 | 0.66 | 0.66 | 0.66 | 0.66 | 0.66 | 0.66 | 0.66 | 0.66 | 0.66 | 0.66 | 0.66 | 0.66 | 0.66 | 0.66 | 0.66 | 9999 | 9999 | 9999 | 9999 | 9999 | 9999 | 9999 | 9999 | 9999 | 9999 | 9999 | 9999 | 9999 | 9999 | 9999 | 9999 | 9999 | 9999 | 9999 | 9999 | 9999 | 9999 | 9999 | 9999 | 9999 | 9999
ALPHYSHHO0 | 0.66 | 9999 | [region,ALPHYSHHO0,*,*]: | 0.66 | 0.66 | 0.66 | 0.66 | 0.66 | 0.66 | 0.66 | 0.66 | 0.66 | 0.66 | 0.66 | 0.66 | 0.66 | 0.66 | 0.66 | 0.66 | 0.66 | 0.66 | 0.66 | 0.66 | 0.66 | 0.66 | 0.66 | 0.66 | 0.66 | 0.66 | 0.66 | 0.66 | 0.66 | 0.66 | 0.66 | 0.66 | 0.66 | 0.66 | 0.66 | 0.66 | 9999 | 9999 | 9999 | 9999 | 9999 | 9999 | 9999 | 9999 | 9999 | 9999 | 9999 | 9999 | 9999 | 9999 | 9999 | 9999 | 9999 | 9999 | 9999 | 9999 | 9999 | 9999 | 9999 | 9999 | 9999 | 9999
ALPNGCCHO0 | Cost on imports | 9999 | [region,ALPNGCCHO0,*,*]: | Cost on imports | Cost on imports | Cost on imports | Cost on imports | Cost on imports | Cost on imports | Cost on imports | Cost on imports | Cost on imports | Cost on imports | Cost on imports | Cost on imports | Cost on imports | Cost on imports | Cost on imports | Cost on imports | Cost on imports | Cost on imports | Cost on imports | Cost on imports | Cost on imports | Cost on imports | Cost on imports | Cost on imports | Cost on imports | Cost on imports | Cost on imports | Cost on imports | Cost on imports | Cost on imports | Cost on imports | Cost on imports | Cost on imports | Cost on imports | Cost on imports | Cost on imports | 9999 | 9999 | 9999 | 9999 | 9999 | 9999 | 9999 | 9999 | 9999 | 9999 | 9999 | 9999 | 9999 | 9999 | 9999 | 9999 | 9999 | 9999 | 9999 | 9999 | 9999 | 9999 | 9999 | 9999 | 9999 | 9999
ALPNGCCNO0 | Cost on imports | 99999 | [region,ALPNGCCNO0,*,*]: | Cost on imports | Cost on imports | Cost on imports | Cost on imports | Cost on imports | Cost on imports | Cost on imports | Cost on imports | Cost on imports | Cost on imports | Cost on imports | Cost on imports | Cost on imports | Cost on imports | Cost on imports | Cost on imports | Cost on imports | Cost on imports | Cost on imports | Cost on imports | Cost on imports | Cost on imports | Cost on imports | Cost on imports | Cost on imports | Cost on imports | Cost on imports | Cost on imports | Cost on imports | Cost on imports | Cost on imports | Cost on imports | Cost on imports | Cost on imports | Cost on imports | Cost on imports | 99999 | 99999 | 99999 | 99999 | 99999 | 99999 | 99999 | 99999 | 99999 | 99999 | 99999 | 99999 | 99999 | 99999 | 99999 | 99999 | 99999 | 99999 | 99999 | 99999 | 99999 | 99999 | 99999 | 99999 | 99999 | 99999
ALPSOU1NO0 | 7.8127 | 99999 | [region,ALPSOU1NO0,*,*]: | 7.8127 | 7.8127 | 7.8127 | 7.8127 | 7.8127 | 7.8127 | 7.8127 | 7.8127 | 7.8127 | 7.8127 | 7.8127 | 7.8127 | 7.8127 | 7.8127 | 7.8127 | 7.8127 | 7.8127 | 7.8127 | 7.8127 | 7.8127 | 7.8127 | 7.8127 | 7.8127 | 7.8127 | 7.8127 | 7.8127 | 7.8127 | 7.8127 | 7.8127 | 7.8127 | 7.8127 | 7.8127 | 7.8127 | 7.8127 | 7.8127 | 7.8127 | 99999 | 99999 | 99999 | 99999 | 99999 | 99999 | 99999 | 99999 | 99999 | 99999 | 99999 | 99999 | 99999 | 99999 | 99999 | 99999 | 99999 | 99999 | 99999 | 99999 | 99999 | 99999 | 99999 | 99999 | 99999 | 99999
ALPSOU1NI0 | 7.8127 | 99999 | [region,ALPSOU1NI0,*,*]: | 7.8127 | 7.8127 | 7.8127 | 7.8127 | 7.8127 | 7.8127 | 7.8127 | 7.8127 | 7.8127 | 7.8127 | 7.8127 | 7.8127 | 7.8127 | 7.8127 | 7.8127 | 7.8127 | 7.8127 | 7.8127 | 7.8127 | 7.8127 | 7.8127 | 7.8127 | 7.8127 | 7.8127 | 7.8127 | 7.8127 | 7.8127 | 7.8127 | 7.8127 | 7.8127 | 7.8127 | 7.8127 | 7.8127 | 7.8127 | 7.8127 | 7.8127 | 99999 | 99999 | 99999 | 99999 | 99999 | 99999 | 99999 | 99999 | 99999 | 99999 | 99999 | 99999 | 99999 | 99999 | 99999 | 99999 | 99999 | 99999 | 99999 | 99999 | 99999 | 99999 | 99999 | 99999 | 99999 | 99999
ALPWI30NO0 | 12.88 | 99999 | [region,ALPWI30NO0,*,*]: | 12.88 | 12.88 | 12.88 | 12.88 | 12.88 | 12.88 | 12.88 | 12.88 | 12.88 | 12.88 | 12.88 | 12.88 | 12.88 | 12.88 | 12.88 | 12.88 | 12.88 | 12.88 | 12.88 | 12.88 | 12.88 | 12.88 | 12.88 | 12.88 | 12.88 | 12.88 | 12.88 | 12.88 | 12.88 | 12.88 | 12.88 | 12.88 | 12.88 | 12.88 | 12.88 | 12.88 | 99999 | 99999 | 99999 | 99999 | 99999 | 99999 | 99999 | 99999 | 99999 | 99999 | 99999 | 99999 | 99999 | 99999 | 99999 | 99999 | 99999 | 99999 | 99999 | 99999 | 99999 | 99999 | 99999 | 99999 | 99999 | 99999
ALPWI30NI0 | 12.88 | 99999 | [region,ALPWI30NI0,*,*]: | 12.88 | 12.88 | 12.88 | 12.88 | 12.88 | 12.88 | 12.88 | 12.88 | 12.88 | 12.88 | 12.88 | 12.88 | 12.88 | 12.88 | 12.88 | 12.88 | 12.88 | 12.88 | 12.88 | 12.88 | 12.88 | 12.88 | 12.88 | 12.88 | 12.88 | 12.88 | 12.88 | 12.88 | 12.88 | 12.88 | 12.88 | 12.88 | 12.88 | 12.88 | 12.88 | 12.88 | 99999 | 99999 | 99999 | 99999 | 99999 | 99999 | 99999 | 99999 | 99999 | 99999 | 99999 | 99999 | 99999 | 99999 | 99999 | 99999 | 99999 | 99999 | 99999 | 99999 | 99999 | 99999 | 99999 | 99999 | 99999 | 99999
ALTELTRH00 | 0 | 0 | [region,ALTELTRH00,*,*]: | 0 | 0 | 0 | 0 | 0 | 0 | 0 | 0 | 0 | 0 | 0 | 0 | 0 | 0 | 0 | 0 | 0 | 0 | 0 | 0 | 0 | 0 | 0 | 0 | 0 | 0 | 0 | 0 | 0 | 0 | 0 | 0 | 0 | 0 | 0 | 0 | 0 | 0 | 0 | 0 | 0 | 0 | 0 | 0 | 0 | 0 | 0 | 0 | 0 | 0 | 0 | 0 | 0 | 0 | 0 | 0 | 0 | 0 | 0 | 0 | 0 | 0
ALTELDSH00 | 0 | 0 | [region,ALTELDSH00,*,*]: | 0 | 0 | 0 | 0 | 0 | 0 | 0 | 0 | 0 | 0 | 0 | 0 | 0 | 0 | 0 | 0 | 0 | 0 | 0 | 0 | 0 | 0 | 0 | 0 | 0 | 0 | 0 | 0 | 0 | 0 | 0 | 0 | 0 | 0 | 0 | 0 | 0 | 0 | 0 | 0 | 0 | 0 | 0 | 0 | 0 | 0 | 0 | 0 | 0 | 0 | 0 | 0 | 0 | 0 | 0 | 0 | 0 | 0 | 0 | 0 | 0 | 0
ALTRDIMH00 | 0 | 0 | [region,ALTRDIMH00,*,*]: | 0 | 0 | 0 | 0 | 0 | 0 | 0 | 0 | 0 | 0 | 0 | 0 | 0 | 0 | 0 | 0 | 0 | 0 | 0 | 0 | 0 | 0 | 0 | 0 | 0 | 0 | 0 | 0 | 0 | 0 | 0 | 0 | 0 | 0 | 0 | 0 | 0 | 0 | 0 | 0 | 0 | 0 | 0 | 0 | 0 | 0 | 0 | 0 | 0 | 0 | 0 | 0 | 0 | 0 | 0 | 0 | 0 | 0 | 0 | 0 | 0 | 0
ALTRDEXH00 | 0 | 0 | [region,ALTRDEXH00,*,*]: | 0 | 0 | 0 | 0 | 0 | 0 | 0 | 0 | 0 | 0 | 0 | 0 | 0 | 0 | 0 | 0 | 0 | 0 | 0 | 0 | 0 | 0 | 0 | 0 | 0 | 0 | 0 | 0 | 0 | 0 | 0 | 0 | 0 | 0 | 0 | 0 | 0 | 0 | 0 | 0 | 0 | 0 | 0 | 0 | 0 | 0 | 0 | 0 | 0 | 0 | 0 | 0 | 0 | 0 | 0 | 0 | 0 | 0 | 0 | 0 | 0 | 0
ALTRDMKH00 | 0 | 0 | [region,ALTRDMKH00,*,*]: | 0 | 0 | 0 | 0 | 0 | 0 | 0 | 0 | 0 | 0 | 0 | 0 | 0 | 0 | 0 | 0 | 0 | 0 | 0 | 0 | 0 | 0 | 0 | 0 | 0 | 0 | 0 | 0 | 0 | 0 | 0 | 0 | 0 | 0 | 0 | 0 | 0 | 0 | 0 | 0 | 0 | 0 | 0 | 0 | 0 | 0 | 0 | 0 | 0 | 0 | 0 | 0 | 0 | 0 | 0 | 0 | 0 | 0 | 0 | 0 | 0 | 0
ALTRDMEH00 | 0 | 0 | [region,ALTRDMEH00,*,*]: | 0 | 0 | 0 | 0 | 0 | 0 | 0 | 0 | 0 | 0 | 0 | 0 | 0 | 0 | 0 | 0 | 0 | 0 | 0 | 0 | 0 | 0 | 0 | 0 | 0 | 0 | 0 | 0 | 0 | 0 | 0 | 0 | 0 | 0 | 0 | 0 | 0 | 0 | 0 | 0 | 0 | 0 | 0 | 0 | 0 | 0 | 0 | 0 | 0 | 0 | 0 | 0 | 0 | 0 | 0 | 0 | 0 | 0 | 0 | 0 | 0 | 0
ALTRDXKH00 | 0 | 0 | [region,ALTRDXKH00,*,*]: | 0 | 0 | 0 | 0 | 0 | 0 | 0 | 0 | 0 | 0 | 0 | 0 | 0 | 0 | 0 | 0 | 0 | 0 | 0 | 0 | 0 | 0 | 0 | 0 | 0 | 0 | 0 | 0 | 0 | 0 | 0 | 0 | 0 | 0 | 0 | 0 | 0 | 0 | 0 | 0 | 0 | 0 | 0 | 0 | 0 | 0 | 0 | 0 | 0 | 0 | 0 | 0 | 0 | 0 | 0 | 0 | 0 | 0 | 0 | 0 | 0 | 0
ALTRDGRH00 | 0 | 0 | [region,ALTRDGRH00,*,*]: | 0 | 0 | 0 | 0 | 0 | 0 | 0 | 0 | 0 | 0 | 0 | 0 | 0 | 0 | 0 | 0 | 0 | 0 | 0 | 0 | 0 | 0 | 0 | 0 | 0 | 0 | 0 | 0 | 0 | 0 | 0 | 0 | 0 | 0 | 0 | 0 | 0 | 0 | 0 | 0 | 0 | 0 | 0 | 0 | 0 | 0 | 0 | 0 | 0 | 0 | 0 | 0 | 0 | 0 | 0 | 0 | 0 | 0 | 0 | 0 | 0 | 0
GRTRDALH00 | 0 | 0 | [region,GRTRDALH00,*,*]: | 0 | 0 | 0 | 0 | 0 | 0 | 0 | 0 | 0 | 0 | 0 | 0 | 0 | 0 | 0 | 0 | 0 | 0 | 0 | 0 | 0 | 0 | 0 | 0 | 0 | 0 | 0 | 0 | 0 | 0 | 0 | 0 | 0 | 0 | 0 | 0 | 0 | 0 | 0 | 0 | 0 | 0 | 0 | 0 | 0 | 0 | 0 | 0 | 0 | 0 | 0 | 0 | 0 | 0 | 0 | 0 | 0 | 0 | 0 | 0 | 0 | 0
MKPELBS000 | 9999 | 9999 | [region,MKPELBS000,*,*]: | 9999 | 9999 | 9999 | 9999 | 9999 | 9999 | 9999 | 9999 | 9999 | 9999 | 9999 | 9999 | 9999 | 9999 | 9999 | 9999 | 9999 | 9999 | 9999 | 9999 | 9999 | 9999 | 9999 | 9999 | 9999 | 9999 | 9999 | 9999 | 9999 | 9999 | 9999 | 9999 | 9999 | 9999 | 9999 | 9999 | 9999 | 9999 | 9999 | 9999 | 9999 | 9999 | 9999 | 9999 | 9999 | 9999 | 9999 | 9999 | 9999 | 9999 | 9999 | 9999 | 9999 | 9999 | 9999 | 9999 | 9999 | 9999 | 9999 | 9999 | 9999 | 9999
MKRCODM000 | 1.16 | 9999 | [region,MKRCODM000,*,*]: | 1.16 | 1.16 | 1.16 | 1.16 | 1.16 | 1.16 | 1.16 | 1.16 | 1.16 | 1.16 | 1.16 | 1.16 | 1.16 | 1.16 | 1.16 | 1.16 | 1.16 | 1.16 | 1.16 | 1.16 | 1.16 | 1.16 | 1.16 | 1.16 | 1.16 | 1.16 | 1.16 | 1.16 | 1.16 | 1.16 | 1.16 | 1.16 | 1.16 | 1.16 | 1.16 | 1.16 | 9999 | 9999 | 9999 | 9999 | 9999 | 9999 | 9999 | 9999 | 9999 | 9999 | 9999 | 9999 | 9999 | 9999 | 9999 | 9999 | 9999 | 9999 | 9999 | 9999 | 9999 | 9999 | 9999 | 9999 | 9999 | 9999
MKRCOIM000 | 1.44 | 9999 | [region,MKRCOIM000,*,*]: | 1.44 | 1.44 | 1.44 | 1.44 | 1.44 | 1.44 | 1.44 | 1.44 | 1.44 | 1.44 | 1.44 | 1.44 | 1.44 | 1.44 | 1.44 | 1.44 | 1.44 | 1.44 | 1.44 | 1.44 | 1.44 | 1.44 | 1.44 | 1.44 | 1.44 | 1.44 | 1.44 | 1.44 | 1.44 | 1.44 | 1.44 | 1.44 | 1.44 | 1.44 | 1.44 | 1.44 | 9999 | 9999 | 9999 | 9999 | 9999 | 9999 | 9999 | 9999 | 9999 | 9999 | 9999 | 9999 | 9999 | 9999 | 9999 | 9999 | 9999 | 9999 | 9999 | 9999 | 9999 | 9999 | 9999 | 9999 | 9999 | 9999
MKRHFIM000 | 0.44 | 9999 | [region,MKRHFIM000,*,*]: | 0.44 | 0.44 | 0.44 | 0.44 | 0.44 | 0.44 | 0.44 | 0.44 | 0.44 | 0.44 | 0.44 | 0.44 | 0.44 | 0.44 | 0.44 | 0.44 | 0.44 | 0.44 | 0.44 | 0.44 | 0.44 | 0.44 | 0.44 | 0.44 | 0.44 | 0.44 | 0.44 | 0.44 | 0.44 | 0.44 | 0.44 | 0.44 | 0.44 | 0.44 | 0.44 | 0.44 | 9999 | 9999 | 9999 | 9999 | 9999 | 9999 | 9999 | 9999 | 9999 | 9999 | 9999 | 9999 | 9999 | 9999 | 9999 | 9999 | 9999 | 9999 | 9999 | 9999 | 9999 | 9999 | 9999 | 9999 | 9999 | 9999
MKRNGIM000 | 0.44 | 9999 | [region,MKRNGIM000,*,*]: | 0.44 | 0.44 | 0.44 | 0.44 | 0.44 | 0.44 | 0.44 | 0.44 | 0.44 | 0.44 | 0.44 | 0.44 | 0.44 | 0.44 | 0.44 | 0.44 | 0.44 | 0.44 | 0.44 | 0.44 | 0.44 | 0.44 | 0.44 | 0.44 | 0.44 | 0.44 | 0.44 | 0.44 | 0.44 | 0.44 | 0.44 | 0.44 | 0.44 | 0.44 | 0.44 | 0.44 | 9999 | 9999 | 9999 | 9999 | 9999 | 9999 | 9999 | 9999 | 9999 | 9999 | 9999 | 9999 | 9999 | 9999 | 9999 | 9999 | 9999 | 9999 | 9999 | 9999 | 9999 | 9999 | 9999 | 9999 | 9999 | 9999
MKPCOSCHO0 | Costs on imports | 9999 | [region,MKPCOSCHO0,*,*]: | Costs on imports | Costs on imports | Costs on imports | Costs on imports | Costs on imports | Costs on imports | Costs on imports | Costs on imports | Costs on imports | Costs on imports | Costs on imports | Costs on imports | Costs on imports | Costs on imports | Costs on imports | Costs on imports | Costs on imports | Costs on imports | Costs on imports | Costs on imports | Costs on imports | Costs on imports | Costs on imports | Costs on imports | Costs on imports | Costs on imports | Costs on imports | Costs on imports | Costs on imports | Costs on imports | Costs on imports | Costs on imports | Costs on imports | Costs on imports | Costs on imports | Costs on imports | 9999 | 9999 | 9999 | 9999 | 9999 | 9999 | 9999 | 9999 | 9999 | 9999 | 9999 | 9999 | 9999 | 9999 | 9999 | 9999 | 9999 | 9999 | 9999 | 9999 | 9999 | 9999 | 9999 | 9999 | 9999 | 9999
MKPCOSCNO0 | Costs on imports | 9999 | [region,MKPCOSCNO0,*,*]: | Costs on imports | Costs on imports | Costs on imports | Costs on imports | Costs on imports | Costs on imports | Costs on imports | Costs on imports | Costs on imports | Costs on imports | Costs on imports | Costs on imports | Costs on imports | Costs on imports | Costs on imports | Costs on imports | Costs on imports | Costs on imports | Costs on imports | Costs on imports | Costs on imports | Costs on imports | Costs on imports | Costs on imports | Costs on imports | Costs on imports | Costs on imports | Costs on imports | Costs on imports | Costs on imports | Costs on imports | Costs on imports | Costs on imports | Costs on imports | Costs on imports | Costs on imports | 9999 | 9999 | 9999 | 9999 | 9999 | 9999 | 9999 | 9999 | 9999 | 9999 | 9999 | 9999 | 9999 | 9999 | 9999 | 9999 | 9999 | 9999 | 9999 | 9999 | 9999 | 9999 | 9999 | 9999 | 9999 | 9999
MKPHFSCHO0 | Costs on imports | 9999 | [region,MKPHFSCHO0,*,*]: | Costs on imports | Costs on imports | Costs on imports | Costs on imports | Costs on imports | Costs on imports | Costs on imports | Costs on imports | Costs on imports | Costs on imports | Costs on imports | Costs on imports | Costs on imports | Costs on imports | Costs on imports | Costs on imports | Costs on imports | Costs on imports | Costs on imports | Costs on imports | Costs on imports | Costs on imports | Costs on imports | Costs on imports | Costs on imports | Costs on imports | Costs on imports | Costs on imports | Costs on imports | Costs on imports | Costs on imports | Costs on imports | Costs on imports | Costs on imports | Costs on imports | Costs on imports | 9999 | 9999 | 9999 | 9999 | 9999 | 9999 | 9999 | 9999 | 9999 | 9999 | 9999 | 9999 | 9999 | 9999 | 9999 | 9999 | 9999 | 9999 | 9999 | 9999 | 9999 | 9999 | 9999 | 9999 | 9999 | 9999
MKPHYDMHI1 | 9999 | 0.66 | [region,MKPHYDMHI1,*,*]: | 9999 | 9999 | 9999 | 9999 | 9999 | 9999 | 9999 | 9999 | 9999 | 9999 | 9999 | 9999 | 9999 | 9999 | 9999 | 9999 | 9999 | 9999 | 9999 | 9999 | 9999 | 9999 | 9999 | 9999 | 9999 | 9999 | 9999 | 9999 | 9999 | 9999 | 9999 | 9999 | 9999 | 9999 | 9999 | 9999 | 0.66 | 0.66 | 0.66 | 0.66 | 0.66 | 0.66 | 0.66 | 0.66 | 0.66 | 0.66 | 0.66 | 0.66 | 0.66 | 0.66 | 0.66 | 0.66 | 0.66 | 0.66 | 0.66 | 0.66 | 0.66 | 0.66 | 0.66 | 0.66 | 0.66 | 0.66
MKPHYDMHI2 | 9999 | 0.66 | [region,MKPHYDMHI2,*,*]: | 9999 | 9999 | 9999 | 9999 | 9999 | 9999 | 9999 | 9999 | 9999 | 9999 | 9999 | 9999 | 9999 | 9999 | 9999 | 9999 | 9999 | 9999 | 9999 | 9999 | 9999 | 9999 | 9999 | 9999 | 9999 | 9999 | 9999 | 9999 | 9999 | 9999 | 9999 | 9999 | 9999 | 9999 | 9999 | 9999 | 0.66 | 0.66 | 0.66 | 0.66 | 0.66 | 0.66 | 0.66 | 0.66 | 0.66 | 0.66 | 0.66 | 0.66 | 0.66 | 0.66 | 0.66 | 0.66 | 0.66 | 0.66 | 0.66 | 0.66 | 0.66 | 0.66 | 0.66 | 0.66 | 0.66 | 0.66
MKPHYDMHO0 | 0.66 | 9999 | [region,MKPHYDMHO0,*,*]: | 0.66 | 0.66 | 0.66 | 0.66 | 0.66 | 0.66 | 0.66 | 0.66 | 0.66 | 0.66 | 0.66 | 0.66 | 0.66 | 0.66 | 0.66 | 0.66 | 0.66 | 0.66 | 0.66 | 0.66 | 0.66 | 0.66 | 0.66 | 0.66 | 0.66 | 0.66 | 0.66 | 0.66 | 0.66 | 0.66 | 0.66 | 0.66 | 0.66 | 0.66 | 0.66 | 0.66 | 9999 | 9999 | 9999 | 9999 | 9999 | 9999 | 9999 | 9999 | 9999 | 9999 | 9999 | 9999 | 9999 | 9999 | 9999 | 9999 | 9999 | 9999 | 9999 | 9999 | 9999 | 9999 | 9999 | 9999 | 9999 | 9999
MKPHYDMNO0 | 0.66 | 9999 | [region,MKPHYDMNO0,*,*]: | 0.66 | 0.66 | 0.66 | 0.66 | 0.66 | 0.66 | 0.66 | 0.66 | 0.66 | 0.66 | 0.66 | 0.66 | 0.66 | 0.66 | 0.66 | 0.66 | 0.66 | 0.66 | 0.66 | 0.66 | 0.66 | 0.66 | 0.66 | 0.66 | 0.66 | 0.66 | 0.66 | 0.66 | 0.66 | 0.66 | 0.66 | 0.66 | 0.66 | 0.66 | 0.66 | 0.66 | 9999 | 9999 | 9999 | 9999 | 9999 | 9999 | 9999 | 9999 | 9999 | 9999 | 9999 | 9999 | 9999 | 9999 | 9999 | 9999 | 9999 | 9999 | 9999 | 9999 | 9999 | 9999 | 9999 | 9999 | 9999 | 9999
MKPHYRRHO0 | 0.66 | 9999 | [region,MKPHYRRHO0,*,*]: | 0.66 | 0.66 | 0.66 | 0.66 | 0.66 | 0.66 | 0.66 | 0.66 | 0.66 | 0.66 | 0.66 | 0.66 | 0.66 | 0.66 | 0.66 | 0.66 | 0.66 | 0.66 | 0.66 | 0.66 | 0.66 | 0.66 | 0.66 | 0.66 | 0.66 | 0.66 | 0.66 | 0.66 | 0.66 | 0.66 | 0.66 | 0.66 | 0.66 | 0.66 | 0.66 | 0.66 | 9999 | 9999 | 9999 | 9999 | 9999 | 9999 | 9999 | 9999 | 9999 | 9999 | 9999 | 9999 | 9999 | 9999 | 9999 | 9999 | 9999 | 9999 | 9999 | 9999 | 9999 | 9999 | 9999 | 9999 | 9999 | 9999
MKPHYRRNO0 | 0.66 | 9999 | [region,MKPHYRRNO0,*,*]: | 0.66 | 0.66 | 0.66 | 0.66 | 0.66 | 0.66 | 0.66 | 0.66 | 0.66 | 0.66 | 0.66 | 0.66 | 0.66 | 0.66 | 0.66 | 0.66 | 0.66 | 0.66 | 0.66 | 0.66 | 0.66 | 0.66 | 0.66 | 0.66 | 0.66 | 0.66 | 0.66 | 0.66 | 0.66 | 0.66 | 0.66 | 0.66 | 0.66 | 0.66 | 0.66 | 0.66 | 9999 | 9999 | 9999 | 9999 | 9999 | 9999 | 9999 | 9999 | 9999 | 9999 | 9999 | 9999 | 9999 | 9999 | 9999 | 9999 | 9999 | 9999 | 9999 | 9999 | 9999 | 9999 | 9999 | 9999 | 9999 | 9999
MKPHYSHHO0 | 0.66 | 9999 | [region,MKPHYSHHO0,*,*]: | 0.66 | 0.66 | 0.66 | 0.66 | 0.66 | 0.66 | 0.66 | 0.66 | 0.66 | 0.66 | 0.66 | 0.66 | 0.66 | 0.66 | 0.66 | 0.66 | 0.66 | 0.66 | 0.66 | 0.66 | 0.66 | 0.66 | 0.66 | 0.66 | 0.66 | 0.66 | 0.66 | 0.66 | 0.66 | 0.66 | 0.66 | 0.66 | 0.66 | 0.66 | 0.66 | 0.66 | 9999 | 9999 | 9999 | 9999 | 9999 | 9999 | 9999 | 9999 | 9999 | 9999 | 9999 | 9999 | 9999 | 9999 | 9999 | 9999 | 9999 | 9999 | 9999 | 9999 | 9999 | 9999 | 9999 | 9999 | 9999 | 9999
MKPNGCHHO0 | 0.44 | 9.2 | [region,MKPNGCHHO0,*,*]: | 0.44 | 0.44 | 0.44 | 0.44 | 0.44 | 0.44 | 0.44 | 0.44 | 0.44 | 0.44 | 0.44 | 0.44 | 0.44 | 0.44 | 0.44 | 0.44 | 0.44 | 0.44 | 0.44 | 0.44 | 0.44 | 0.44 | 0.44 | 0.44 | 0.44 | 0.44 | 0.44 | 0.44 | 0.44 | 0.44 | 0.44 | 0.44 | 0.44 | 0.44 | 0.44 | 0.44 | 9.2 | 9.2 | 9.2 | 9.2 | 9.2 | 9.2 | 9.2 | 9.2 | 9.2 | 9.2 | 9.2 | 9.2 | 9.2 | 9.2 | 9.2 | 9.2 | 9.2 | 9.2 | 9.2 | 9.2 | 9.2 | 9.2 | 9.2 | 9.2 | 9.2 | 9.2
MKPNGCHNO0 | costs on imports | 9999 | [region,MKPNGCHNO0,*,*]: | costs on imports | costs on imports | costs on imports | costs on imports | costs on imports | costs on imports | costs on imports | costs on imports | costs on imports | costs on imports | costs on imports | costs on imports | costs on imports | costs on imports | costs on imports | costs on imports | costs on imports | costs on imports | costs on imports | costs on imports | costs on imports | costs on imports | costs on imports | costs on imports | costs on imports | costs on imports | costs on imports | costs on imports | costs on imports | costs on imports | costs on imports | costs on imports | costs on imports | costs on imports | costs on imports | costs on imports | 9999 | 9999 | 9999 | 9999 | 9999 | 9999 | 9999 | 9999 | 9999 | 9999 | 9999 | 9999 | 9999 | 9999 | 9999 | 9999 | 9999 | 9999 | 9999 | 9999 | 9999 | 9999 | 9999 | 9999 | 9999 | 9999
MKNGCCNO0 | costs on imports | 99999 | [region,MKNGCCNO0,*,*]: | costs on imports | costs on imports | costs on imports | costs on imports | costs on imports | costs on imports | costs on imports | costs on imports | costs on imports | costs on imports | costs on imports | costs on imports | costs on imports | costs on imports | costs on imports | costs on imports | costs on imports | costs on imports | costs on imports | costs on imports | costs on imports | costs on imports | costs on imports | costs on imports | costs on imports | costs on imports | costs on imports | costs on imports | costs on imports | costs on imports | costs on imports | costs on imports | costs on imports | costs on imports | costs on imports | costs on imports | 99999 | 99999 | 99999 | 99999 | 99999 | 99999 | 99999 | 99999 | 99999 | 99999 | 99999 | 99999 | 99999 | 99999 | 99999 | 99999 | 99999 | 99999 | 99999 | 99999 | 99999 | 99999 | 99999 | 99999 | 99999 | 99999
MKPSOU1NO0 | 9.75 | 99999 | [region,MKPSOU1NO0,*,*]: | 9.75 | 9.75 | 9.75 | 9.75 | 9.75 | 9.75 | 9.75 | 9.75 | 9.75 | 9.75 | 9.75 | 9.75 | 9.75 | 9.75 | 9.75 | 9.75 | 9.75 | 9.75 | 9.75 | 9.75 | 9.75 | 9.75 | 9.75 | 9.75 | 9.75 | 9.75 | 9.75 | 9.75 | 9.75 | 9.75 | 9.75 | 9.75 | 9.75 | 9.75 | 9.75 | 9.75 | 99999 | 99999 | 99999 | 99999 | 99999 | 99999 | 99999 | 99999 | 99999 | 99999 | 99999 | 99999 | 99999 | 99999 | 99999 | 99999 | 99999 | 99999 | 99999 | 99999 | 99999 | 99999 | 99999 | 99999 | 99999 | 99999
MKPSOU1NI0 | 9.75 | 99999 | [region,MKPSOU1NI0,*,*]: | 9.75 | 9.75 | 9.75 | 9.75 | 9.75 | 9.75 | 9.75 | 9.75 | 9.75 | 9.75 | 9.75 | 9.75 | 9.75 | 9.75 | 9.75 | 9.75 | 9.75 | 9.75 | 9.75 | 9.75 | 9.75 | 9.75 | 9.75 | 9.75 | 9.75 | 9.75 | 9.75 | 9.75 | 9.75 | 9.75 | 9.75 | 9.75 | 9.75 | 9.75 | 9.75 | 9.75 | 99999 | 99999 | 99999 | 99999 | 99999 | 99999 | 99999 | 99999 | 99999 | 99999 | 99999 | 99999 | 99999 | 99999 | 99999 | 99999 | 99999 | 99999 | 99999 | 99999 | 99999 | 99999 | 99999 | 99999 | 99999 | 99999
MKPWI30NO0 | 17 | 99999 | [region,MKPWI30NO0,*,*]: | 17 | 17 | 17 | 17 | 17 | 17 | 17 | 17 | 17 | 17 | 17 | 17 | 17 | 17 | 17 | 17 | 17 | 17 | 17 | 17 | 17 | 17 | 17 | 17 | 17 | 17 | 17 | 17 | 17 | 17 | 17 | 17 | 17 | 17 | 17 | 17 | 99999 | 99999 | 99999 | 99999 | 99999 | 99999 | 99999 | 99999 | 99999 | 99999 | 99999 | 99999 | 99999 | 99999 | 99999 | 99999 | 99999 | 99999 | 99999 | 99999 | 99999 | 99999 | 99999 | 99999 | 99999 | 99999
MKPWI30NI0 | 17 | 99999 | [region,MKPWI30NI0,*,*]: | 17 | 17 | 17 | 17 | 17 | 17 | 17 | 17 | 17 | 17 | 17 | 17 | 17 | 17 | 17 | 17 | 17 | 17 | 17 | 17 | 17 | 17 | 17 | 17 | 17 | 17 | 17 | 17 | 17 | 17 | 17 | 17 | 17 | 17 | 17 | 17 | 99999 | 99999 | 99999 | 99999 | 99999 | 99999 | 99999 | 99999 | 99999 | 99999 | 99999 | 99999 | 99999 | 99999 | 99999 | 99999 | 99999 | 99999 | 99999 | 99999 | 99999 | 99999 | 99999 | 99999 | 99999 | 99999
MKTELTRH00 | 0 | 0 | [region,MKTELTRH00,*,*]: | 0 | 0 | 0 | 0 | 0 | 0 | 0 | 0 | 0 | 0 | 0 | 0 | 0 | 0 | 0 | 0 | 0 | 0 | 0 | 0 | 0 | 0 | 0 | 0 | 0 | 0 | 0 | 0 | 0 | 0 | 0 | 0 | 0 | 0 | 0 | 0 | 0 | 0 | 0 | 0 | 0 | 0 | 0 | 0 | 0 | 0 | 0 | 0 | 0 | 0 | 0 | 0 | 0 | 0 | 0 | 0 | 0 | 0 | 0 | 0 | 0 | 0
MKTELDSH00 | 0 | 0 | [region,MKTELDSH00,*,*]: | 0 | 0 | 0 | 0 | 0 | 0 | 0 | 0 | 0 | 0 | 0 | 0 | 0 | 0 | 0 | 0 | 0 | 0 | 0 | 0 | 0 | 0 | 0 | 0 | 0 | 0 | 0 | 0 | 0 | 0 | 0 | 0 | 0 | 0 | 0 | 0 | 0 | 0 | 0 | 0 | 0 | 0 | 0 | 0 | 0 | 0 | 0 | 0 | 0 | 0 | 0 | 0 | 0 | 0 | 0 | 0 | 0 | 0 | 0 | 0 | 0 | 0
MKTRDIMH00 | 0 | 0 | [region,MKTRDIMH00,*,*]: | 0 | 0 | 0 | 0 | 0 | 0 | 0 | 0 | 0 | 0 | 0 | 0 | 0 | 0 | 0 | 0 | 0 | 0 | 0 | 0 | 0 | 0 | 0 | 0 | 0 | 0 | 0 | 0 | 0 | 0 | 0 | 0 | 0 | 0 | 0 | 0 | 0 | 0 | 0 | 0 | 0 | 0 | 0 | 0 | 0 | 0 | 0 | 0 | 0 | 0 | 0 | 0 | 0 | 0 | 0 | 0 | 0 | 0 | 0 | 0 | 0 | 0
MKTRDEXH00 | 0 | 0 | [region,MKTRDEXH00,*,*]: | 0 | 0 | 0 | 0 | 0 | 0 | 0 | 0 | 0 | 0 | 0 | 0 | 0 | 0 | 0 | 0 | 0 | 0 | 0 | 0 | 0 | 0 | 0 | 0 | 0 | 0 | 0 | 0 | 0 | 0 | 0 | 0 | 0 | 0 | 0 | 0 | 0 | 0 | 0 | 0 | 0 | 0 | 0 | 0 | 0 | 0 | 0 | 0 | 0 | 0 | 0 | 0 | 0 | 0 | 0 | 0 | 0 | 0 | 0 | 0 | 0 | 0
MKTRDALH00 | 0 | 0 | [region,MKTRDALH00,*,*]: | 0 | 0 | 0 | 0 | 0 | 0 | 0 | 0 | 0 | 0 | 0 | 0 | 0 | 0 | 0 | 0 | 0 | 0 | 0 | 0 | 0 | 0 | 0 | 0 | 0 | 0 | 0 | 0 | 0 | 0 | 0 | 0 | 0 | 0 | 0 | 0 | 0 | 0 | 0 | 0 | 0 | 0 | 0 | 0 | 0 | 0 | 0 | 0 | 0 | 0 | 0 | 0 | 0 | 0 | 0 | 0 | 0 | 0 | 0 | 0 | 0 | 0
MKTRDXKH00 | 0 | 0 | [region,MKTRDXKH00,*,*]: | 0 | 0 | 0 | 0 | 0 | 0 | 0 | 0 | 0 | 0 | 0 | 0 | 0 | 0 | 0 | 0 | 0 | 0 | 0 | 0 | 0 | 0 | 0 | 0 | 0 | 0 | 0 | 0 | 0 | 0 | 0 | 0 | 0 | 0 | 0 | 0 | 0 | 0 | 0 | 0 | 0 | 0 | 0 | 0 | 0 | 0 | 0 | 0 | 0 | 0 | 0 | 0 | 0 | 0 | 0 | 0 | 0 | 0 | 0 | 0 | 0 | 0
XKTRDMKH00 | 0 | 0 | [region,XKTRDMKH00,*,*]: | 0 | 0 | 0 | 0 | 0 | 0 | 0 | 0 | 0 | 0 | 0 | 0 | 0 | 0 | 0 | 0 | 0 | 0 | 0 | 0 | 0 | 0 | 0 | 0 | 0 | 0 | 0 | 0 | 0 | 0 | 0 | 0 | 0 | 0 | 0 | 0 | 0 | 0 | 0 | 0 | 0 | 0 | 0 | 0 | 0 | 0 | 0 | 0 | 0 | 0 | 0 | 0 | 0 | 0 | 0 | 0 | 0 | 0 | 0 | 0 | 0 | 0
MKTRDBGH00 | 0 | 0 | [region,MKTRDBGH00,*,*]: | 0 | 0 | 0 | 0 | 0 | 0 | 0 | 0 | 0 | 0 | 0 | 0 | 0 | 0 | 0 | 0 | 0 | 0 | 0 | 0 | 0 | 0 | 0 | 0 | 0 | 0 | 0 | 0 | 0 | 0 | 0 | 0 | 0 | 0 | 0 | 0 | 0 | 0 | 0 | 0 | 0 | 0 | 0 | 0 | 0 | 0 | 0 | 0 | 0 | 0 | 0 | 0 | 0 | 0 | 0 | 0 | 0 | 0 | 0 | 0 | 0 | 0
BGTRDMKH00 | 0 | 0 | [region,BGTRDMKH00,*,*]: | 0 | 0 | 0 | 0 | 0 | 0 | 0 | 0 | 0 | 0 | 0 | 0 | 0 | 0 | 0 | 0 | 0 | 0 | 0 | 0 | 0 | 0 | 0 | 0 | 0 | 0 | 0 | 0 | 0 | 0 | 0 | 0 | 0 | 0 | 0 | 0 | 0 | 0 | 0 | 0 | 0 | 0 | 0 | 0 | 0 | 0 | 0 | 0 | 0 | 0 | 0 | 0 | 0 | 0 | 0 | 0 | 0 | 0 | 0 | 0 | 0 | 0
MKTRDGRH00 | 0 | 0 | [region,MKTRDGRH00,*,*]: | 0 | 0 | 0 | 0 | 0 | 0 | 0 | 0 | 0 | 0 | 0 | 0 | 0 | 0 | 0 | 0 | 0 | 0 | 0 | 0 | 0 | 0 | 0 | 0 | 0 | 0 | 0 | 0 | 0 | 0 | 0 | 0 | 0 | 0 | 0 | 0 | 0 | 0 | 0 | 0 | 0 | 0 | 0 | 0 | 0 | 0 | 0 | 0 | 0 | 0 | 0 | 0 | 0 | 0 | 0 | 0 | 0 | 0 | 0 | 0 | 0 | 0
GRTRDMKH00 | 0 | 0 | [region,GRTRDMKH00,*,*]: | 0 | 0 | 0 | 0 | 0 | 0 | 0 | 0 | 0 | 0 | 0 | 0 | 0 | 0 | 0 | 0 | 0 | 0 | 0 | 0 | 0 | 0 | 0 | 0 | 0 | 0 | 0 | 0 | 0 | 0 | 0 | 0 | 0 | 0 | 0 | 0 | 0 | 0 | 0 | 0 | 0 | 0 | 0 | 0 | 0 | 0 | 0 | 0 | 0 | 0 | 0 | 0 | 0 | 0 | 0 | 0 | 0 | 0 | 0 | 0 | 0 | 0
MKTRDRSH00 | 0 | 0 | [region,MKTRDRSH00,*,*]: | 0 | 0 | 0 | 0 | 0 | 0 | 0 | 0 | 0 | 0 | 0 | 0 | 0 | 0 | 0 | 0 | 0 | 0 | 0 | 0 | 0 | 0 | 0 | 0 | 0 | 0 | 0 | 0 | 0 | 0 | 0 | 0 | 0 | 0 | 0 | 0 | 0 | 0 | 0 | 0 | 0 | 0 | 0 | 0 | 0 | 0 | 0 | 0 | 0 | 0 | 0 | 0 | 0 | 0 | 0 | 0 | 0 | 0 | 0 | 0 | 0 | 0
RSTRDMKH00 | 0 | 0 | [region,RSTRDMKH00,*,*]: | 0 | 0 | 0 | 0 | 0 | 0 | 0 | 0 | 0 | 0 | 0 | 0 | 0 | 0 | 0 | 0 | 0 | 0 | 0 | 0 | 0 | 0 | 0 | 0 | 0 | 0 | 0 | 0 | 0 | 0 | 0 | 0 | 0 | 0 | 0 | 0 | 0 | 0 | 0 | 0 | 0 | 0 | 0 | 0 | 0 | 0 | 0 | 0 | 0 | 0 | 0 | 0 | 0 | 0 | 0 | 0 | 0 | 0 | 0 | 0 | 0 | 0
MEPELBS000 | 9999 | 9999 | [region,MEPELBS000,*,*]: | 9999 | 9999 | 9999 | 9999 | 9999 | 9999 | 9999 | 9999 | 9999 | 9999 | 9999 | 9999 | 9999 | 9999 | 9999 | 9999 | 9999 | 9999 | 9999 | 9999 | 9999 | 9999 | 9999 | 9999 | 9999 | 9999 | 9999 | 9999 | 9999 | 9999 | 9999 | 9999 | 9999 | 9999 | 9999 | 9999 | 9999 | 9999 | 9999 | 9999 | 9999 | 9999 | 9999 | 9999 | 9999 | 9999 | 9999 | 9999 | 9999 | 9999 | 9999 | 9999 | 9999 | 9999 | 9999 | 9999 | 9999 | 9999 | 9999 | 9999 | 9999 | 9999
MERCODM000 | 1.16 | 9999 | [region,MERCODM000,*,*]: | 1.16 | 1.16 | 1.16 | 1.16 | 1.16 | 1.16 | 1.16 | 1.16 | 1.16 | 1.16 | 1.16 | 1.16 | 1.16 | 1.16 | 1.16 | 1.16 | 1.16 | 1.16 | 1.16 | 1.16 | 1.16 | 1.16 | 1.16 | 1.16 | 1.16 | 1.16 | 1.16 | 1.16 | 1.16 | 1.16 | 1.16 | 1.16 | 1.16 | 1.16 | 1.16 | 1.16 | 9999 | 9999 | 9999 | 9999 | 9999 | 9999 | 9999 | 9999 | 9999 | 9999 | 9999 | 9999 | 9999 | 9999 | 9999 | 9999 | 9999 | 9999 | 9999 | 9999 | 9999 | 9999 | 9999 | 9999 | 9999 | 9999
MERCOIM000 | 1.44 | 9999 | [region,MERCOIM000,*,*]: | 1.44 | 1.44 | 1.44 | 1.44 | 1.44 | 1.44 | 1.44 | 1.44 | 1.44 | 1.44 | 1.44 | 1.44 | 1.44 | 1.44 | 1.44 | 1.44 | 1.44 | 1.44 | 1.44 | 1.44 | 1.44 | 1.44 | 1.44 | 1.44 | 1.44 | 1.44 | 1.44 | 1.44 | 1.44 | 1.44 | 1.44 | 1.44 | 1.44 | 1.44 | 1.44 | 1.44 | 9999 | 9999 | 9999 | 9999 | 9999 | 9999 | 9999 | 9999 | 9999 | 9999 | 9999 | 9999 | 9999 | 9999 | 9999 | 9999 | 9999 | 9999 | 9999 | 9999 | 9999 | 9999 | 9999 | 9999 | 9999 | 9999
MEPHYDMHI0 | 0.66 | 9999 | [region,MEPHYDMHI0,*,*]: | 0.66 | 0.66 | 0.66 | 0.66 | 0.66 | 0.66 | 0.66 | 0.66 | 0.66 | 0.66 | 0.66 | 0.66 | 0.66 | 0.66 | 0.66 | 0.66 | 0.66 | 0.66 | 0.66 | 0.66 | 0.66 | 0.66 | 0.66 | 0.66 | 0.66 | 0.66 | 0.66 | 0.66 | 0.66 | 0.66 | 0.66 | 0.66 | 0.66 | 0.66 | 0.66 | 0.66 | 9999 | 9999 | 9999 | 9999 | 9999 | 9999 | 9999 | 9999 | 9999 | 9999 | 9999 | 9999 | 9999 | 9999 | 9999 | 9999 | 9999 | 9999 | 9999 | 9999 | 9999 | 9999 | 9999 | 9999 | 9999 | 9999
MEPHYDMHO0 | 0.66 | 9999 | [region,MEPHYDMHO0,*,*]: | 0.66 | 0.66 | 0.66 | 0.66 | 0.66 | 0.66 | 0.66 | 0.66 | 0.66 | 0.66 | 0.66 | 0.66 | 0.66 | 0.66 | 0.66 | 0.66 | 0.66 | 0.66 | 0.66 | 0.66 | 0.66 | 0.66 | 0.66 | 0.66 | 0.66 | 0.66 | 0.66 | 0.66 | 0.66 | 0.66 | 0.66 | 0.66 | 0.66 | 0.66 | 0.66 | 0.66 | 9999 | 9999 | 9999 | 9999 | 9999 | 9999 | 9999 | 9999 | 9999 | 9999 | 9999 | 9999 | 9999 | 9999 | 9999 | 9999 | 9999 | 9999 | 9999 | 9999 | 9999 | 9999 | 9999 | 9999 | 9999 | 9999
MEPHYDMNO0 | 0.66 | 9999 | [region,MEPHYDMNO0,*,*]: | 0.66 | 0.66 | 0.66 | 0.66 | 0.66 | 0.66 | 0.66 | 0.66 | 0.66 | 0.66 | 0.66 | 0.66 | 0.66 | 0.66 | 0.66 | 0.66 | 0.66 | 0.66 | 0.66 | 0.66 | 0.66 | 0.66 | 0.66 | 0.66 | 0.66 | 0.66 | 0.66 | 0.66 | 0.66 | 0.66 | 0.66 | 0.66 | 0.66 | 0.66 | 0.66 | 0.66 | 9999 | 9999 | 9999 | 9999 | 9999 | 9999 | 9999 | 9999 | 9999 | 9999 | 9999 | 9999 | 9999 | 9999 | 9999 | 9999 | 9999 | 9999 | 9999 | 9999 | 9999 | 9999 | 9999 | 9999 | 9999 | 9999
MEPHYRRNO0 | 0.66 | 9999 | [region,MEPHYRRNO0,*,*]: | 0.66 | 0.66 | 0.66 | 0.66 | 0.66 | 0.66 | 0.66 | 0.66 | 0.66 | 0.66 | 0.66 | 0.66 | 0.66 | 0.66 | 0.66 | 0.66 | 0.66 | 0.66 | 0.66 | 0.66 | 0.66 | 0.66 | 0.66 | 0.66 | 0.66 | 0.66 | 0.66 | 0.66 | 0.66 | 0.66 | 0.66 | 0.66 | 0.66 | 0.66 | 0.66 | 0.66 | 9999 | 9999 | 9999 | 9999 | 9999 | 9999 | 9999 | 9999 | 9999 | 9999 | 9999 | 9999 | 9999 | 9999 | 9999 | 9999 | 9999 | 9999 | 9999 | 9999 | 9999 | 9999 | 9999 | 9999 | 9999 | 9999
MEPHYRRNI0 | 0.66 | 9999 | [region,MEPHYRRNI0,*,*]: | 0.66 | 0.66 | 0.66 | 0.66 | 0.66 | 0.66 | 0.66 | 0.66 | 0.66 | 0.66 | 0.66 | 0.66 | 0.66 | 0.66 | 0.66 | 0.66 | 0.66 | 0.66 | 0.66 | 0.66 | 0.66 | 0.66 | 0.66 | 0.66 | 0.66 | 0.66 | 0.66 | 0.66 | 0.66 | 0.66 | 0.66 | 0.66 | 0.66 | 0.66 | 0.66 | 0.66 | 9999 | 9999 | 9999 | 9999 | 9999 | 9999 | 9999 | 9999 | 9999 | 9999 | 9999 | 9999 | 9999 | 9999 | 9999 | 9999 | 9999 | 9999 | 9999 | 9999 | 9999 | 9999 | 9999 | 9999 | 9999 | 9999
MEPSOU1NO0 | 9 | 99999 | [region,MEPSOU1NO0,*,*]: | 9 | 9 | 9 | 9 | 9 | 9 | 9 | 9 | 9 | 9 | 9 | 9 | 9 | 9 | 9 | 9 | 9 | 9 | 9 | 9 | 9 | 9 | 9 | 9 | 9 | 9 | 9 | 9 | 9 | 9 | 9 | 9 | 9 | 9 | 9 | 9 | 99999 | 99999 | 99999 | 99999 | 99999 | 99999 | 99999 | 99999 | 99999 | 99999 | 99999 | 99999 | 99999 | 99999 | 99999 | 99999 | 99999 | 99999 | 99999 | 99999 | 99999 | 99999 | 99999 | 99999 | 99999 | 99999
MEPSOU1NI0 | 9 | 99999 | [region,MEPSOU1NI0,*,*]: | 9 | 9 | 9 | 9 | 9 | 9 | 9 | 9 | 9 | 9 | 9 | 9 | 9 | 9 | 9 | 9 | 9 | 9 | 9 | 9 | 9 | 9 | 9 | 9 | 9 | 9 | 9 | 9 | 9 | 9 | 9 | 9 | 9 | 9 | 9 | 9 | 99999 | 99999 | 99999 | 99999 | 99999 | 99999 | 99999 | 99999 | 99999 | 99999 | 99999 | 99999 | 99999 | 99999 | 99999 | 99999 | 99999 | 99999 | 99999 | 99999 | 99999 | 99999 | 99999 | 99999 | 99999 | 99999
MEPCOSCHO0 | Costs on imports | 9999 | [region,MEPCOSCHO0,*,*]: | Costs on imports | Costs on imports | Costs on imports | Costs on imports | Costs on imports | Costs on imports | Costs on imports | Costs on imports | Costs on imports | Costs on imports | Costs on imports | Costs on imports | Costs on imports | Costs on imports | Costs on imports | Costs on imports | Costs on imports | Costs on imports | Costs on imports | Costs on imports | Costs on imports | Costs on imports | Costs on imports | Costs on imports | Costs on imports | Costs on imports | Costs on imports | Costs on imports | Costs on imports | Costs on imports | Costs on imports | Costs on imports | Costs on imports | Costs on imports | Costs on imports | Costs on imports | 9999 | 9999 | 9999 | 9999 | 9999 | 9999 | 9999 | 9999 | 9999 | 9999 | 9999 | 9999 | 9999 | 9999 | 9999 | 9999 | 9999 | 9999 | 9999 | 9999 | 9999 | 9999 | 9999 | 9999 | 9999 | 9999
MEPCOSCNO0 | Costs on imports | 9999 | [region,MEPCOSCNO0,*,*]: | Costs on imports | Costs on imports | Costs on imports | Costs on imports | Costs on imports | Costs on imports | Costs on imports | Costs on imports | Costs on imports | Costs on imports | Costs on imports | Costs on imports | Costs on imports | Costs on imports | Costs on imports | Costs on imports | Costs on imports | Costs on imports | Costs on imports | Costs on imports | Costs on imports | Costs on imports | Costs on imports | Costs on imports | Costs on imports | Costs on imports | Costs on imports | Costs on imports | Costs on imports | Costs on imports | Costs on imports | Costs on imports | Costs on imports | Costs on imports | Costs on imports | Costs on imports | 9999 | 9999 | 9999 | 9999 | 9999 | 9999 | 9999 | 9999 | 9999 | 9999 | 9999 | 9999 | 9999 | 9999 | 9999 | 9999 | 9999 | 9999 | 9999 | 9999 | 9999 | 9999 | 9999 | 9999 | 9999 | 9999
MEPCOSCNI0 | Costs on imports | 9999 | [region,MEPCOSCNI0,*,*]: | Costs on imports | Costs on imports | Costs on imports | Costs on imports | Costs on imports | Costs on imports | Costs on imports | Costs on imports | Costs on imports | Costs on imports | Costs on imports | Costs on imports | Costs on imports | Costs on imports | Costs on imports | Costs on imports | Costs on imports | Costs on imports | Costs on imports | Costs on imports | Costs on imports | Costs on imports | Costs on imports | Costs on imports | Costs on imports | Costs on imports | Costs on imports | Costs on imports | Costs on imports | Costs on imports | Costs on imports | Costs on imports | Costs on imports | Costs on imports | Costs on imports | Costs on imports | 9999 | 9999 | 9999 | 9999 | 9999 | 9999 | 9999 | 9999 | 9999 | 9999 | 9999 | 9999 | 9999 | 9999 | 9999 | 9999 | 9999 | 9999 | 9999 | 9999 | 9999 | 9999 | 9999 | 9999 | 9999 | 9999
MEPWI30NI0 | 21.91 | 99999 | [region,MEPWI30NI0,*,*]: | 21.91 | 21.91 | 21.91 | 21.91 | 21.91 | 21.91 | 21.91 | 21.91 | 21.91 | 21.91 | 21.91 | 21.91 | 21.91 | 21.91 | 21.91 | 21.91 | 21.91 | 21.91 | 21.91 | 21.91 | 21.91 | 21.91 | 21.91 | 21.91 | 21.91 | 21.91 | 21.91 | 21.91 | 21.91 | 21.91 | 21.91 | 21.91 | 21.91 | 21.91 | 21.91 | 21.91 | 99999 | 99999 | 99999 | 99999 | 99999 | 99999 | 99999 | 99999 | 99999 | 99999 | 99999 | 99999 | 99999 | 99999 | 99999 | 99999 | 99999 | 99999 | 99999 | 99999 | 99999 | 99999 | 99999 | 99999 | 99999 | 99999
MEPWI30NO0 | 18.66 | 99999 | [region,MEPWI30NO0,*,*]: | 18.66 | 18.66 | 18.66 | 18.66 | 18.66 | 18.66 | 18.66 | 18.66 | 18.66 | 18.66 | 18.66 | 18.66 | 18.66 | 18.66 | 18.66 | 18.66 | 18.66 | 18.66 | 18.66 | 18.66 | 18.66 | 18.66 | 18.66 | 18.66 | 18.66 | 18.66 | 18.66 | 18.66 | 18.66 | 18.66 | 18.66 | 18.66 | 18.66 | 18.66 | 18.66 | 18.66 | 99999 | 99999 | 99999 | 99999 | 99999 | 99999 | 99999 | 99999 | 99999 | 99999 | 99999 | 99999 | 99999 | 99999 | 99999 | 99999 | 99999 | 99999 | 99999 | 99999 | 99999 | 99999 | 99999 | 99999 | 99999 | 99999
METELTRH00 | 0 | 99999 | [region,METELTRH00,*,*]: | 0 | 0 | 0 | 0 | 0 | 0 | 0 | 0 | 0 | 0 | 0 | 0 | 0 | 0 | 0 | 0 | 0 | 0 | 0 | 0 | 0 | 0 | 0 | 0 | 0 | 0 | 0 | 0 | 0 | 0 | 0 | 0 | 0 | 0 | 0 | 0 | 99999 | 99999 | 99999 | 99999 | 99999 | 99999 | 99999 | 99999 | 99999 | 99999 | 99999 | 99999 | 99999 | 99999 | 99999 | 99999 | 99999 | 99999 | 99999 | 99999 | 99999 | 99999 | 99999 | 99999 | 99999 | 99999
METELDSH00 | 0 | 99999 | [region,METELDSH00,*,*]: | 0 | 0 | 0 | 0 | 0 | 0 | 0 | 0 | 0 | 0 | 0 | 0 | 0 | 0 | 0 | 0 | 0 | 0 | 0 | 0 | 0 | 0 | 0 | 0 | 0 | 0 | 0 | 0 | 0 | 0 | 0 | 0 | 0 | 0 | 0 | 0 | 99999 | 99999 | 99999 | 99999 | 99999 | 99999 | 99999 | 99999 | 99999 | 99999 | 99999 | 99999 | 99999 | 99999 | 99999 | 99999 | 99999 | 99999 | 99999 | 99999 | 99999 | 99999 | 99999 | 99999 | 99999 | 99999
METRDIMH00 | 0 | 99999 | [region,METRDIMH00,*,*]: | 0 | 0 | 0 | 0 | 0 | 0 | 0 | 0 | 0 | 0 | 0 | 0 | 0 | 0 | 0 | 0 | 0 | 0 | 0 | 0 | 0 | 0 | 0 | 0 | 0 | 0 | 0 | 0 | 0 | 0 | 0 | 0 | 0 | 0 | 0 | 0 | 99999 | 99999 | 99999 | 99999 | 99999 | 99999 | 99999 | 99999 | 99999 | 99999 | 99999 | 99999 | 99999 | 99999 | 99999 | 99999 | 99999 | 99999 | 99999 | 99999 | 99999 | 99999 | 99999 | 99999 | 99999 | 99999
METRDEXH00 | 0 | 99999 | [region,METRDEXH00,*,*]: | 0 | 0 | 0 | 0 | 0 | 0 | 0 | 0 | 0 | 0 | 0 | 0 | 0 | 0 | 0 | 0 | 0 | 0 | 0 | 0 | 0 | 0 | 0 | 0 | 0 | 0 | 0 | 0 | 0 | 0 | 0 | 0 | 0 | 0 | 0 | 0 | 99999 | 99999 | 99999 | 99999 | 99999 | 99999 | 99999 | 99999 | 99999 | 99999 | 99999 | 99999 | 99999 | 99999 | 99999 | 99999 | 99999 | 99999 | 99999 | 99999 | 99999 | 99999 | 99999 | 99999 | 99999 | 99999
METRDALH00 | 0 | 99999 | [region,METRDALH00,*,*]: | 0 | 0 | 0 | 0 | 0 | 0 | 0 | 0 | 0 | 0 | 0 | 0 | 0 | 0 | 0 | 0 | 0 | 0 | 0 | 0 | 0 | 0 | 0 | 0 | 0 | 0 | 0 | 0 | 0 | 0 | 0 | 0 | 0 | 0 | 0 | 0 | 99999 | 99999 | 99999 | 99999 | 99999 | 99999 | 99999 | 99999 | 99999 | 99999 | 99999 | 99999 | 99999 | 99999 | 99999 | 99999 | 99999 | 99999 | 99999 | 99999 | 99999 | 99999 | 99999 | 99999 | 99999 | 99999
METRDXKH00 | 0 | 99999 | [region,METRDXKH00,*,*]: | 0 | 0 | 0 | 0 | 0 | 0 | 0 | 0 | 0 | 0 | 0 | 0 | 0 | 0 | 0 | 0 | 0 | 0 | 0 | 0 | 0 | 0 | 0 | 0 | 0 | 0 | 0 | 0 | 0 | 0 | 0 | 0 | 0 | 0 | 0 | 0 | 99999 | 99999 | 99999 | 99999 | 99999 | 99999 | 99999 | 99999 | 99999 | 99999 | 99999 | 99999 | 99999 | 99999 | 99999 | 99999 | 99999 | 99999 | 99999 | 99999 | 99999 | 99999 | 99999 | 99999 | 99999 | 99999
METRDITH00 | 0 | 99999 | [region,METRDITH00,*,*]: | 0 | 0 | 0 | 0 | 0 | 0 | 0 | 0 | 0 | 0 | 0 | 0 | 0 | 0 | 0 | 0 | 0 | 0 | 0 | 0 | 0 | 0 | 0 | 0 | 0 | 0 | 0 | 0 | 0 | 0 | 0 | 0 | 0 | 0 | 0 | 0 | 99999 | 99999 | 99999 | 99999 | 99999 | 99999 | 99999 | 99999 | 99999 | 99999 | 99999 | 99999 | 99999 | 99999 | 99999 | 99999 | 99999 | 99999 | 99999 | 99999 | 99999 | 99999 | 99999 | 99999 | 99999 | 99999
ITTRDMEH00 | 0 | 99999 | [region,ITTRDMEH00,*,*]: | 0 | 0 | 0 | 0 | 0 | 0 | 0 | 0 | 0 | 0 | 0 | 0 | 0 | 0 | 0 | 0 | 0 | 0 | 0 | 0 | 0 | 0 | 0 | 0 | 0 | 0 | 0 | 0 | 0 | 0 | 0 | 0 | 0 | 0 | 0 | 0 | 99999 | 99999 | 99999 | 99999 | 99999 | 99999 | 99999 | 99999 | 99999 | 99999 | 99999 | 99999 | 99999 | 99999 | 99999 | 99999 | 99999 | 99999 | 99999 | 99999 | 99999 | 99999 | 99999 | 99999 | 99999 | 99999
METRDBAH00 | 0 | 99999 | [region,METRDBAH00,*,*]: | 0 | 0 | 0 | 0 | 0 | 0 | 0 | 0 | 0 | 0 | 0 | 0 | 0 | 0 | 0 | 0 | 0 | 0 | 0 | 0 | 0 | 0 | 0 | 0 | 0 | 0 | 0 | 0 | 0 | 0 | 0 | 0 | 0 | 0 | 0 | 0 | 99999 | 99999 | 99999 | 99999 | 99999 | 99999 | 99999 | 99999 | 99999 | 99999 | 99999 | 99999 | 99999 | 99999 | 99999 | 99999 | 99999 | 99999 | 99999 | 99999 | 99999 | 99999 | 99999 | 99999 | 99999 | 99999
BATRDMEH00 | 0 | 99999 | [region,BATRDMEH00,*,*]: | 0 | 0 | 0 | 0 | 0 | 0 | 0 | 0 | 0 | 0 | 0 | 0 | 0 | 0 | 0 | 0 | 0 | 0 | 0 | 0 | 0 | 0 | 0 | 0 | 0 | 0 | 0 | 0 | 0 | 0 | 0 | 0 | 0 | 0 | 0 | 0 | 99999 | 99999 | 99999 | 99999 | 99999 | 99999 | 99999 | 99999 | 99999 | 99999 | 99999 | 99999 | 99999 | 99999 | 99999 | 99999 | 99999 | 99999 | 99999 | 99999 | 99999 | 99999 | 99999 | 99999 | 99999 | 99999
METRDRSH00 | 0 | 99999 | [region,METRDRSH00,*,*]: | 0 | 0 | 0 | 0 | 0 | 0 | 0 | 0 | 0 | 0 | 0 | 0 | 0 | 0 | 0 | 0 | 0 | 0 | 0 | 0 | 0 | 0 | 0 | 0 | 0 | 0 | 0 | 0 | 0 | 0 | 0 | 0 | 0 | 0 | 0 | 0 | 99999 | 99999 | 99999 | 99999 | 99999 | 99999 | 99999 | 99999 | 99999 | 99999 | 99999 | 99999 | 99999 | 99999 | 99999 | 99999 | 99999 | 99999 | 99999 | 99999 | 99999 | 99999 | 99999 | 99999 | 99999 | 99999
RSTRDMEH00 | 0 | 99999 | [region,RSTRDMEH00,*,*]: | 0 | 0 | 0 | 0 | 0 | 0 | 0 | 0 | 0 | 0 | 0 | 0 | 0 | 0 | 0 | 0 | 0 | 0 | 0 | 0 | 0 | 0 | 0 | 0 | 0 | 0 | 0 | 0 | 0 | 0 | 0 | 0 | 0 | 0 | 0 | 0 | 99999 | 99999 | 99999 | 99999 | 99999 | 99999 | 99999 | 99999 | 99999 | 99999 | 99999 | 99999 | 99999 | 99999 | 99999 | 99999 | 99999 | 99999 | 99999 | 99999 | 99999 | 99999 | 99999 | 99999 | 99999 | 99999
XKPELBS000 | 9999 | 9999 | [region,XKPELBS000,*,*]: | 9999 | 9999 | 9999 | 9999 | 9999 | 9999 | 9999 | 9999 | 9999 | 9999 | 9999 | 9999 | 9999 | 9999 | 9999 | 9999 | 9999 | 9999 | 9999 | 9999 | 9999 | 9999 | 9999 | 9999 | 9999 | 9999 | 9999 | 9999 | 9999 | 9999 | 9999 | 9999 | 9999 | 9999 | 9999 | 9999 | 9999 | 9999 | 9999 | 9999 | 9999 | 9999 | 9999 | 9999 | 9999 | 9999 | 9999 | 9999 | 9999 | 9999 | 9999 | 9999 | 9999 | 9999 | 9999 | 9999 | 9999 | 9999 | 9999 | 9999 | 9999 | 9999
XKRCODM000 | 1.152 | 9999 | [region,XKRCODM000,*,*]: | 1.152 | 1.152 | 1.152 | 1.152 | 1.152 | 1.152 | 1.152 | 1.152 | 1.152 | 1.152 | 1.152 | 1.152 | 1.152 | 1.152 | 1.152 | 1.152 | 1.152 | 1.152 | 1.152 | 1.152 | 1.152 | 1.152 | 1.152 | 1.152 | 1.152 | 1.152 | 1.152 | 1.152 | 1.152 | 1.152 | 1.152 | 1.152 | 1.152 | 1.152 | 1.152 | 1.152 | 9999 | 9999 | 9999 | 9999 | 9999 | 9999 | 9999 | 9999 | 9999 | 9999 | 9999 | 9999 | 9999 | 9999 | 9999 | 9999 | 9999 | 9999 | 9999 | 9999 | 9999 | 9999 | 9999 | 9999 | 9999 | 9999
XKRCOIM000 | 1.44 | 9999 | [region,XKRCOIM000,*,*]: | 1.44 | 1.44 | 1.44 | 1.44 | 1.44 | 1.44 | 1.44 | 1.44 | 1.44 | 1.44 | 1.44 | 1.44 | 1.44 | 1.44 | 1.44 | 1.44 | 1.44 | 1.44 | 1.44 | 1.44 | 1.44 | 1.44 | 1.44 | 1.44 | 1.44 | 1.44 | 1.44 | 1.44 | 1.44 | 1.44 | 1.44 | 1.44 | 1.44 | 1.44 | 1.44 | 1.44 | 9999 | 9999 | 9999 | 9999 | 9999 | 9999 | 9999 | 9999 | 9999 | 9999 | 9999 | 9999 | 9999 | 9999 | 9999 | 9999 | 9999 | 9999 | 9999 | 9999 | 9999 | 9999 | 9999 | 9999 | 9999 | 9999
XKPCOSCHO0 | Costs on imports | 9999 | [region,XKPCOSCHO0,*,*]: | Costs on imports | Costs on imports | Costs on imports | Costs on imports | Costs on imports | Costs on imports | Costs on imports | Costs on imports | Costs on imports | Costs on imports | Costs on imports | Costs on imports | Costs on imports | Costs on imports | Costs on imports | Costs on imports | Costs on imports | Costs on imports | Costs on imports | Costs on imports | Costs on imports | Costs on imports | Costs on imports | Costs on imports | Costs on imports | Costs on imports | Costs on imports | Costs on imports | Costs on imports | Costs on imports | Costs on imports | Costs on imports | Costs on imports | Costs on imports | Costs on imports | Costs on imports | 9999 | 9999 | 9999 | 9999 | 9999 | 9999 | 9999 | 9999 | 9999 | 9999 | 9999 | 9999 | 9999 | 9999 | 9999 | 9999 | 9999 | 9999 | 9999 | 9999 | 9999 | 9999 | 9999 | 9999 | 9999 | 9999
XKPCOSCNO0 | Costs on imports | 9999 | [region,XKPCOSCNO0,*,*]: | Costs on imports | Costs on imports | Costs on imports | Costs on imports | Costs on imports | Costs on imports | Costs on imports | Costs on imports | Costs on imports | Costs on imports | Costs on imports | Costs on imports | Costs on imports | Costs on imports | Costs on imports | Costs on imports | Costs on imports | Costs on imports | Costs on imports | Costs on imports | Costs on imports | Costs on imports | Costs on imports | Costs on imports | Costs on imports | Costs on imports | Costs on imports | Costs on imports | Costs on imports | Costs on imports | Costs on imports | Costs on imports | Costs on imports | Costs on imports | Costs on imports | Costs on imports | 9999 | 9999 | 9999 | 9999 | 9999 | 9999 | 9999 | 9999 | 9999 | 9999 | 9999 | 9999 | 9999 | 9999 | 9999 | 9999 | 9999 | 9999 | 9999 | 9999 | 9999 | 9999 | 9999 | 9999 | 9999 | 9999
XKPHYRRHO0 | 0.66 | 9999 | [region,XKPHYRRHO0,*,*]: | 0.66 | 0.66 | 0.66 | 0.66 | 0.66 | 0.66 | 0.66 | 0.66 | 0.66 | 0.66 | 0.66 | 0.66 | 0.66 | 0.66 | 0.66 | 0.66 | 0.66 | 0.66 | 0.66 | 0.66 | 0.66 | 0.66 | 0.66 | 0.66 | 0.66 | 0.66 | 0.66 | 0.66 | 0.66 | 0.66 | 0.66 | 0.66 | 0.66 | 0.66 | 0.66 | 0.66 | 9999 | 9999 | 9999 | 9999 | 9999 | 9999 | 9999 | 9999 | 9999 | 9999 | 9999 | 9999 | 9999 | 9999 | 9999 | 9999 | 9999 | 9999 | 9999 | 9999 | 9999 | 9999 | 9999 | 9999 | 9999 | 9999
XKPHYRRNO0 | 0.66 | 9999 | [region,XKPHYRRNO0,*,*]: | 0.66 | 0.66 | 0.66 | 0.66 | 0.66 | 0.66 | 0.66 | 0.66 | 0.66 | 0.66 | 0.66 | 0.66 | 0.66 | 0.66 | 0.66 | 0.66 | 0.66 | 0.66 | 0.66 | 0.66 | 0.66 | 0.66 | 0.66 | 0.66 | 0.66 | 0.66 | 0.66 | 0.66 | 0.66 | 0.66 | 0.66 | 0.66 | 0.66 | 0.66 | 0.66 | 0.66 | 9999 | 9999 | 9999 | 9999 | 9999 | 9999 | 9999 | 9999 | 9999 | 9999 | 9999 | 9999 | 9999 | 9999 | 9999 | 9999 | 9999 | 9999 | 9999 | 9999 | 9999 | 9999 | 9999 | 9999 | 9999 | 9999
XKPSOU1NO0 | 21.28 | 99999 | [region,XKPSOU1NO0,*,*]: | 21.28 | 21.28 | 21.28 | 21.28 | 21.28 | 21.28 | 21.28 | 21.28 | 21.28 | 21.28 | 21.28 | 21.28 | 21.28 | 21.28 | 21.28 | 21.28 | 21.28 | 21.28 | 21.28 | 21.28 | 21.28 | 21.28 | 21.28 | 21.28 | 21.28 | 21.28 | 21.28 | 21.28 | 21.28 | 21.28 | 21.28 | 21.28 | 21.28 | 21.28 | 21.28 | 21.28 | 99999 | 99999 | 99999 | 99999 | 99999 | 99999 | 99999 | 99999 | 99999 | 99999 | 99999 | 99999 | 99999 | 99999 | 99999 | 99999 | 99999 | 99999 | 99999 | 99999 | 99999 | 99999 | 99999 | 99999 | 99999 | 99999
XKPSOU1NI0 | 21.28 | 99999 | [region,XKPSOU1NI0,*,*]: | 21.28 | 21.28 | 21.28 | 21.28 | 21.28 | 21.28 | 21.28 | 21.28 | 21.28 | 21.28 | 21.28 | 21.28 | 21.28 | 21.28 | 21.28 | 21.28 | 21.28 | 21.28 | 21.28 | 21.28 | 21.28 | 21.28 | 21.28 | 21.28 | 21.28 | 21.28 | 21.28 | 21.28 | 21.28 | 21.28 | 21.28 | 21.28 | 21.28 | 21.28 | 21.28 | 21.28 | 99999 | 99999 | 99999 | 99999 | 99999 | 99999 | 99999 | 99999 | 99999 | 99999 | 99999 | 99999 | 99999 | 99999 | 99999 | 99999 | 99999 | 99999 | 99999 | 99999 | 99999 | 99999 | 99999 | 99999 | 99999 | 99999
XKPWI25NO0 | 18.02 | 99999 | [region,XKPWI25NO0,*,*]: | 18.02 | 18.02 | 18.02 | 18.02 | 18.02 | 18.02 | 18.02 | 18.02 | 18.02 | 18.02 | 18.02 | 18.02 | 18.02 | 18.02 | 18.02 | 18.02 | 18.02 | 18.02 | 18.02 | 18.02 | 18.02 | 18.02 | 18.02 | 18.02 | 18.02 | 18.02 | 18.02 | 18.02 | 18.02 | 18.02 | 18.02 | 18.02 | 18.02 | 18.02 | 18.02 | 18.02 | 99999 | 99999 | 99999 | 99999 | 99999 | 99999 | 99999 | 99999 | 99999 | 99999 | 99999 | 99999 | 99999 | 99999 | 99999 | 99999 | 99999 | 99999 | 99999 | 99999 | 99999 | 99999 | 99999 | 99999 | 99999 | 99999
XKPWI25NI0 | 18.02 | 99999 | [region,XKPWI25NI0,*,*]: | 18.02 | 18.02 | 18.02 | 18.02 | 18.02 | 18.02 | 18.02 | 18.02 | 18.02 | 18.02 | 18.02 | 18.02 | 18.02 | 18.02 | 18.02 | 18.02 | 18.02 | 18.02 | 18.02 | 18.02 | 18.02 | 18.02 | 18.02 | 18.02 | 18.02 | 18.02 | 18.02 | 18.02 | 18.02 | 18.02 | 18.02 | 18.02 | 18.02 | 18.02 | 18.02 | 18.02 | 99999 | 99999 | 99999 | 99999 | 99999 | 99999 | 99999 | 99999 | 99999 | 99999 | 99999 | 99999 | 99999 | 99999 | 99999 | 99999 | 99999 | 99999 | 99999 | 99999 | 99999 | 99999 | 99999 | 99999 | 99999 | 99999
XKTELTRH00 | 0 | 0 | [region,XKTELTRH00,*,*]: | 0 | 0 | 0 | 0 | 0 | 0 | 0 | 0 | 0 | 0 | 0 | 0 | 0 | 0 | 0 | 0 | 0 | 0 | 0 | 0 | 0 | 0 | 0 | 0 | 0 | 0 | 0 | 0 | 0 | 0 | 0 | 0 | 0 | 0 | 0 | 0 | 0 | 0 | 0 | 0 | 0 | 0 | 0 | 0 | 0 | 0 | 0 | 0 | 0 | 0 | 0 | 0 | 0 | 0 | 0 | 0 | 0 | 0 | 0 | 0 | 0 | 0
XKTELDSH00 | 0 | 0 | [region,XKTELDSH00,*,*]: | 0 | 0 | 0 | 0 | 0 | 0 | 0 | 0 | 0 | 0 | 0 | 0 | 0 | 0 | 0 | 0 | 0 | 0 | 0 | 0 | 0 | 0 | 0 | 0 | 0 | 0 | 0 | 0 | 0 | 0 | 0 | 0 | 0 | 0 | 0 | 0 | 0 | 0 | 0 | 0 | 0 | 0 | 0 | 0 | 0 | 0 | 0 | 0 | 0 | 0 | 0 | 0 | 0 | 0 | 0 | 0 | 0 | 0 | 0 | 0 | 0 | 0
XKTRDIMH00 | 0 | 0 | [region,XKTRDIMH00,*,*]: | 0 | 0 | 0 | 0 | 0 | 0 | 0 | 0 | 0 | 0 | 0 | 0 | 0 | 0 | 0 | 0 | 0 | 0 | 0 | 0 | 0 | 0 | 0 | 0 | 0 | 0 | 0 | 0 | 0 | 0 | 0 | 0 | 0 | 0 | 0 | 0 | 0 | 0 | 0 | 0 | 0 | 0 | 0 | 0 | 0 | 0 | 0 | 0 | 0 | 0 | 0 | 0 | 0 | 0 | 0 | 0 | 0 | 0 | 0 | 0 | 0 | 0
XKTRDEXH00 | 0 | 0 | [region,XKTRDEXH00,*,*]: | 0 | 0 | 0 | 0 | 0 | 0 | 0 | 0 | 0 | 0 | 0 | 0 | 0 | 0 | 0 | 0 | 0 | 0 | 0 | 0 | 0 | 0 | 0 | 0 | 0 | 0 | 0 | 0 | 0 | 0 | 0 | 0 | 0 | 0 | 0 | 0 | 0 | 0 | 0 | 0 | 0 | 0 | 0 | 0 | 0 | 0 | 0 | 0 | 0 | 0 | 0 | 0 | 0 | 0 | 0 | 0 | 0 | 0 | 0 | 0 | 0 | 0
XKTRDAKH00 | 0 | 0 | [region,XKTRDAKH00,*,*]: | 0 | 0 | 0 | 0 | 0 | 0 | 0 | 0 | 0 | 0 | 0 | 0 | 0 | 0 | 0 | 0 | 0 | 0 | 0 | 0 | 0 | 0 | 0 | 0 | 0 | 0 | 0 | 0 | 0 | 0 | 0 | 0 | 0 | 0 | 0 | 0 | 0 | 0 | 0 | 0 | 0 | 0 | 0 | 0 | 0 | 0 | 0 | 0 | 0 | 0 | 0 | 0 | 0 | 0 | 0 | 0 | 0 | 0 | 0 | 0 | 0 | 0
XKTRDMEH00 | 0 | 0 | [region,XKTRDMEH00,*,*]: | 0 | 0 | 0 | 0 | 0 | 0 | 0 | 0 | 0 | 0 | 0 | 0 | 0 | 0 | 0 | 0 | 0 | 0 | 0 | 0 | 0 | 0 | 0 | 0 | 0 | 0 | 0 | 0 | 0 | 0 | 0 | 0 | 0 | 0 | 0 | 0 | 0 | 0 | 0 | 0 | 0 | 0 | 0 | 0 | 0 | 0 | 0 | 0 | 0 | 0 | 0 | 0 | 0 | 0 | 0 | 0 | 0 | 0 | 0 | 0 | 0 | 0
|  |  |  | -0.01 | -0.01 | -0.01 | -0.01 | -0.01 | -0.01 | -0.01 | -0.01 | -0.01 | -0.01 | -0.01 | -0.01 | -0.01 | -0.01 | -0.01 | -0.01 | -0.01 | -0.01 | -0.01 | -0.01 | -0.01 | -0.01 | -0.01 | -0.01 | -0.01 | -0.01 | -0.01 | -0.01 | -0.01 | -0.01 | -0.01 | -0.01 | -0.01 | -0.01 | -0.01 | -0.01
|  |  |  | 0.6 | 0.6 | 0.6 | 0.6 | 0.6 | 0.6 | 0.6 | 0.6 | 0.6 | 0.6 | 0.6 | 0.6 | 0.6 | 0.6 | 0.6 | 0.6 | 0.6 | 0.6 | 0.6 | 0.6 | 0.6 | 0.6 | 0.6 | 0.6 | 0.6 | 0.6 | 0.6 | 0.6 | 0.6 | 0.6 | 0.6 | 0.6 | 0.6 | 0.6 | 0.6 | 0.6

## FixedCost
param VariableCost default 0.001 :=
m1
Technlogy | FixedCost |  | 2020 | 2021 | 2022 | 2023 | 2024 | 2025 | 2026 | 2027 | 2028 | 2029 | 2030 | 2031 | 2032 | 2033 | 2034 | 2035 | 2036 | 2037 | 2038 | 2039 | 2040 | 2041 | 2042 | 2043 | 2044 | 2045 | 2046 | 2047 | 2048 | 2049 | 2050 | 2051 | 2052 | 2053 | 2054 | 2055
ALPELBS000 | 0 | ALPELBS000 | 0 | 0 | 0 | 0 | 0 | 0 | 0 | 0 | 0 | 0 | 0 | 0 | 0 | 0 | 0 | 0 | 0 | 0 | 0 | 0 | 0 | 0 | 0 | 0 | 0 | 0 | 0 | 0 | 0 | 0 | 0 | 0 | 0 | 0 | 0 | 0
ALRNGDM000 | 0 | ALRNGDM000 | 0 | 0 | 0 | 0 | 0 | 0 | 0 | 0 | 0 | 0 | 0 | 0 | 0 | 0 | 0 | 0 | 0 | 0 | 0 | 0 | 0 | 0 | 0 | 0 | 0 | 0 | 0 | 0 | 0 | 0 | 0 | 0 | 0 | 0 | 0 | 0
ALRNGIM000 | 0 | ALRNGIM000 | 0 | 0 | 0 | 0 | 0 | 0 | 0 | 0 | 0 | 0 | 0 | 0 | 0 | 0 | 0 | 0 | 0 | 0 | 0 | 0 | 0 | 0 | 0 | 0 | 0 | 0 | 0 | 0 | 0 | 0 | 0 | 0 | 0 | 0 | 0 | 0
ALPHYDMHI0 | 3.4 | ALPHYDMHI0 | 3.4 | 3.4 | 3.4 | 3.4 | 3.4 | 3.4 | 3.4 | 3.4 | 3.4 | 3.4 | 3.4 | 3.4 | 3.4 | 3.4 | 3.4 | 3.4 | 3.4 | 3.4 | 3.4 | 3.4 | 3.4 | 3.4 | 3.4 | 3.4 | 3.4 | 3.4 | 3.4 | 3.4 | 3.4 | 3.4 | 3.4 | 3.4 | 3.4 | 3.4 | 3.4 | 3.4
ALPHYDMNI1 | 3.4 | ALPHYDMNI1 | 3.4 | 3.4 | 3.4 | 3.4 | 3.4 | 3.4 | 3.4 | 3.4 | 3.4 | 3.4 | 3.4 | 3.4 | 3.4 | 3.4 | 3.4 | 3.4 | 3.4 | 3.4 | 3.4 | 3.4 | 3.4 | 3.4 | 3.4 | 3.4 | 3.4 | 3.4 | 3.4 | 3.4 | 3.4 | 3.4 | 3.4 | 3.4 | 3.4 | 3.4 | 3.4 | 3.4
ALPHYDMHI2 | 3.4 | ALPHYDMHI2 | 3.4 | 3.4 | 3.4 | 3.4 | 3.4 | 3.4 | 3.4 | 3.4 | 3.4 | 3.4 | 3.4 | 3.4 | 3.4 | 3.4 | 3.4 | 3.4 | 3.4 | 3.4 | 3.4 | 3.4 | 3.4 | 3.4 | 3.4 | 3.4 | 3.4 | 3.4 | 3.4 | 3.4 | 3.4 | 3.4 | 3.4 | 3.4 | 3.4 | 3.4 | 3.4 | 3.4
ALPHYDMHI3 | 3.4 | ALPHYDMHI3 | 3.4 | 3.4 | 3.4 | 3.4 | 3.4 | 3.4 | 3.4 | 3.4 | 3.4 | 3.4 | 3.4 | 3.4 | 3.4 | 3.4 | 3.4 | 3.4 | 3.4 | 3.4 | 3.4 | 3.4 | 3.4 | 3.4 | 3.4 | 3.4 | 3.4 | 3.4 | 3.4 | 3.4 | 3.4 | 3.4 | 3.4 | 3.4 | 3.4 | 3.4 | 3.4 | 3.4
ALPHYDMHI4 | 3.4 | ALPHYDMHI4 | 3.4 | 3.4 | 3.4 | 3.4 | 3.4 | 3.4 | 3.4 | 3.4 | 3.4 | 3.4 | 3.4 | 3.4 | 3.4 | 3.4 | 3.4 | 3.4 | 3.4 | 3.4 | 3.4 | 3.4 | 3.4 | 3.4 | 3.4 | 3.4 | 3.4 | 3.4 | 3.4 | 3.4 | 3.4 | 3.4 | 3.4 | 3.4 | 3.4 | 3.4 | 3.4 | 3.4
ALPHYDMHO0 | 3.4 | ALPHYDMHO0 | 3.4 | 3.4 | 3.4 | 3.4 | 3.4 | 3.4 | 3.4 | 3.4 | 3.4 | 3.4 | 3.4 | 3.4 | 3.4 | 3.4 | 3.4 | 3.4 | 3.4 | 3.4 | 3.4 | 3.4 | 3.4 | 3.4 | 3.4 | 3.4 | 3.4 | 3.4 | 3.4 | 3.4 | 3.4 | 3.4 | 3.4 | 3.4 | 3.4 | 3.4 | 3.4 | 3.4
ALPHYDMNO0 | 3.4 | ALPHYDMNO0 | 3.4 | 3.4 | 3.4 | 3.4 | 3.4 | 3.4 | 3.4 | 3.4 | 3.4 | 3.4 | 3.4 | 3.4 | 3.4 | 3.4 | 3.4 | 3.4 | 3.4 | 3.4 | 3.4 | 3.4 | 3.4 | 3.4 | 3.4 | 3.4 | 3.4 | 3.4 | 3.4 | 3.4 | 3.4 | 3.4 | 3.4 | 3.4 | 3.4 | 3.4 | 3.4 | 3.4
ALPHYRRHI0 | 3.4 | ALPHYRRHI0 | 3.4 | 3.4 | 3.4 | 3.4 | 3.4 | 3.4 | 3.4 | 3.4 | 3.4 | 3.4 | 3.4 | 3.4 | 3.4 | 3.4 | 3.4 | 3.4 | 3.4 | 3.4 | 3.4 | 3.4 | 3.4 | 3.4 | 3.4 | 3.4 | 3.4 | 3.4 | 3.4 | 3.4 | 3.4 | 3.4 | 3.4 | 3.4 | 3.4 | 3.4 | 3.4 | 3.4
ALPHYRRHO0 | 3.4 | ALPHYRRHO0 | 3.4 | 3.4 | 3.4 | 3.4 | 3.4 | 3.4 | 3.4 | 3.4 | 3.4 | 3.4 | 3.4 | 3.4 | 3.4 | 3.4 | 3.4 | 3.4 | 3.4 | 3.4 | 3.4 | 3.4 | 3.4 | 3.4 | 3.4 | 3.4 | 3.4 | 3.4 | 3.4 | 3.4 | 3.4 | 3.4 | 3.4 | 3.4 | 3.4 | 3.4 | 3.4 | 3.4
ALPHYSHHI0 | 3.4 | ALPHYSHHI0 | 3.4 | 3.4 | 3.4 | 3.4 | 3.4 | 3.4 | 3.4 | 3.4 | 3.4 | 3.4 | 3.4 | 3.4 | 3.4 | 3.4 | 3.4 | 3.4 | 3.4 | 3.4 | 3.4 | 3.4 | 3.4 | 3.4 | 3.4 | 3.4 | 3.4 | 3.4 | 3.4 | 3.4 | 3.4 | 3.4 | 3.4 | 3.4 | 3.4 | 3.4 | 3.4 | 3.4
ALPHYSHHO0 | 3.4 | ALPHYSHHO0 | 3.4 | 3.4 | 3.4 | 3.4 | 3.4 | 3.4 | 3.4 | 3.4 | 3.4 | 3.4 | 3.4 | 3.4 | 3.4 | 3.4 | 3.4 | 3.4 | 3.4 | 3.4 | 3.4 | 3.4 | 3.4 | 3.4 | 3.4 | 3.4 | 3.4 | 3.4 | 3.4 | 3.4 | 3.4 | 3.4 | 3.4 | 3.4 | 3.4 | 3.4 | 3.4 | 3.4
ALPNGCCHO0 | 9.2 | ALPNGCCHO0 | 9.2 | 9.2 | 9.2 | 9.2 | 9.2 | 9.2 | 9.2 | 9.2 | 9.2 | 9.2 | 9.2 | 9.2 | 9.2 | 9.2 | 9.2 | 9.2 | 9.2 | 9.2 | 9.2 | 9.2 | 9.2 | 9.2 | 9.2 | 9.2 | 9.2 | 9.2 | 9.2 | 9.2 | 9.2 | 9.2 | 9.2 | 9.2 | 9.2 | 9.2 | 9.2 | 9.2
ALPNGCCNO0 | 9.2 | ALPNGCCNO0 | 9.2 | 9.2 | 9.2 | 9.2 | 9.2 | 9.2 | 9.2 | 9.2 | 9.2 | 9.2 | 9.2 | 9.2 | 9.2 | 9.2 | 9.2 | 9.2 | 9.2 | 9.2 | 9.2 | 9.2 | 9.2 | 9.2 | 9.2 | 9.2 | 9.2 | 9.2 | 9.2 | 9.2 | 9.2 | 9.2 | 9.2 | 9.2 | 9.2 | 9.2 | 9.2 | 9.2
ALPSOU1NO0 | 35.5 | ALPSOU1NO0 | 35.5 | 35.5 | 35.5 | 35.5 | 35.5 | 35.5 | 35.5 | 35.5 | 35.5 | 35.5 | 35.5 | 35.5 | 35.5 | 35.5 | 35.5 | 35.5 | 35.5 | 35.5 | 35.5 | 35.5 | 35.5 | 35.5 | 35.5 | 35.5 | 35.5 | 35.5 | 35.5 | 35.5 | 35.5 | 35.5 | 35.5 | 35.5 | 35.5 | 35.5 | 35.5 | 35.5
ALPSOU1NI0 | 35.5 | ALPSOU1NI0 | 35.5 | 35.5 | 35.5 | 35.5 | 35.5 | 35.5 | 35.5 | 35.5 | 35.5 | 35.5 | 35.5 | 35.5 | 35.5 | 35.5 | 35.5 | 35.5 | 35.5 | 35.5 | 35.5 | 35.5 | 35.5 | 35.5 | 35.5 | 35.5 | 35.5 | 35.5 | 35.5 | 35.5 | 35.5 | 35.5 | 35.5 | 35.5 | 35.5 | 35.5 | 35.5 | 35.5
ALPWI30NO0 | 29 | ALPWI30NO0 | 29 | 29 | 29 | 29 | 29 | 29 | 29 | 29 | 29 | 29 | 29 | 29 | 29 | 29 | 29 | 29 | 29 | 29 | 29 | 29 | 29 | 29 | 29 | 29 | 29 | 29 | 29 | 29 | 29 | 29 | 29 | 29 | 29 | 29 | 29 | 29
ALPWI30NI0 | 29 | ALPWI30NI0 | 29 | 29 | 29 | 29 | 29 | 29 | 29 | 29 | 29 | 29 | 29 | 29 | 29 | 29 | 29 | 29 | 29 | 29 | 29 | 29 | 29 | 29 | 29 | 29 | 29 | 29 | 29 | 29 | 29 | 29 | 29 | 29 | 29 | 29 | 29 | 29
ALTELTRH00 | 0 | ALTELTRH00 | 0 | 0 | 0 | 0 | 0 | 0 | 0 | 0 | 0 | 0 | 0 | 0 | 0 | 0 | 0 | 0 | 0 | 0 | 0 | 0 | 0 | 0 | 0 | 0 | 0 | 0 | 0 | 0 | 0 | 0 | 0 | 0 | 0 | 0 | 0 | 0
ALTELDSH00 | 0 | ALTELDSH00 | 0 | 0 | 0 | 0 | 0 | 0 | 0 | 0 | 0 | 0 | 0 | 0 | 0 | 0 | 0 | 0 | 0 | 0 | 0 | 0 | 0 | 0 | 0 | 0 | 0 | 0 | 0 | 0 | 0 | 0 | 0 | 0 | 0 | 0 | 0 | 0
ALTRDIMH00 | 0 | ALTRDIMH00 | 0 | 0 | 0 | 0 | 0 | 0 | 0 | 0 | 0 | 0 | 0 | 0 | 0 | 0 | 0 | 0 | 0 | 0 | 0 | 0 | 0 | 0 | 0 | 0 | 0 | 0 | 0 | 0 | 0 | 0 | 0 | 0 | 0 | 0 | 0 | 0
ALTRDEXH00 | 0 | ALTRDEXH00 | 0 | 0 | 0 | 0 | 0 | 0 | 0 | 0 | 0 | 0 | 0 | 0 | 0 | 0 | 0 | 0 | 0 | 0 | 0 | 0 | 0 | 0 | 0 | 0 | 0 | 0 | 0 | 0 | 0 | 0 | 0 | 0 | 0 | 0 | 0 | 0
ALTRDMKH00 | 0 | ALTRDMKH00 | 0 | 0 | 0 | 0 | 0 | 0 | 0 | 0 | 0 | 0 | 0 | 0 | 0 | 0 | 0 | 0 | 0 | 0 | 0 | 0 | 0 | 0 | 0 | 0 | 0 | 0 | 0 | 0 | 0 | 0 | 0 | 0 | 0 | 0 | 0 | 0
ALTRDMEH00 | 0 | ALTRDMEH00 | 0 | 0 | 0 | 0 | 0 | 0 | 0 | 0 | 0 | 0 | 0 | 0 | 0 | 0 | 0 | 0 | 0 | 0 | 0 | 0 | 0 | 0 | 0 | 0 | 0 | 0 | 0 | 0 | 0 | 0 | 0 | 0 | 0 | 0 | 0 | 0
ALTRDXKH00 | 0 | ALTRDXKH00 | 0 | 0 | 0 | 0 | 0 | 0 | 0 | 0 | 0 | 0 | 0 | 0 | 0 | 0 | 0 | 0 | 0 | 0 | 0 | 0 | 0 | 0 | 0 | 0 | 0 | 0 | 0 | 0 | 0 | 0 | 0 | 0 | 0 | 0 | 0 | 0
ALTRDGRH00 | 0 | ALTRDGRH00 | 0 | 0 | 0 | 0 | 0 | 0 | 0 | 0 | 0 | 0 | 0 | 0 | 0 | 0 | 0 | 0 | 0 | 0 | 0 | 0 | 0 | 0 | 0 | 0 | 0 | 0 | 0 | 0 | 0 | 0 | 0 | 0 | 0 | 0 | 0 | 0
GRTRDALH00 | 0 | GRTRDALH00 | 0 | 0 | 0 | 0 | 0 | 0 | 0 | 0 | 0 | 0 | 0 | 0 | 0 | 0 | 0 | 0 | 0 | 0 | 0 | 0 | 0 | 0 | 0 | 0 | 0 | 0 | 0 | 0 | 0 | 0 | 0 | 0 | 0 | 0 | 0 | 0
MKPELBS000 | 9999 | MKPELBS000 | 9999 | 9999 | 9999 | 9999 | 9999 | 9999 | 9999 | 9999 | 9999 | 9999 | 9999 | 9999 | 9999 | 9999 | 9999 | 9999 | 9999 | 9999 | 9999 | 9999 | 9999 | 9999 | 9999 | 9999 | 9999 | 9999 | 9999 | 9999 | 9999 | 9999 | 9999 | 9999 | 9999 | 9999 | 9999 | 9999
MKRCODM000 | 0 | MKRCODM000 | 0 | 0 | 0 | 0 | 0 | 0 | 0 | 0 | 0 | 0 | 0 | 0 | 0 | 0 | 0 | 0 | 0 | 0 | 0 | 0 | 0 | 0 | 0 | 0 | 0 | 0 | 0 | 0 | 0 | 0 | 0 | 0 | 0 | 0 | 0 | 0
MKRCOIM000 | 0 | MKRCOIM000 | 0 | 0 | 0 | 0 | 0 | 0 | 0 | 0 | 0 | 0 | 0 | 0 | 0 | 0 | 0 | 0 | 0 | 0 | 0 | 0 | 0 | 0 | 0 | 0 | 0 | 0 | 0 | 0 | 0 | 0 | 0 | 0 | 0 | 0 | 0 | 0
MKRHFIM000 | 0 | MKRHFIM000 | 0 | 0 | 0 | 0 | 0 | 0 | 0 | 0 | 0 | 0 | 0 | 0 | 0 | 0 | 0 | 0 | 0 | 0 | 0 | 0 | 0 | 0 | 0 | 0 | 0 | 0 | 0 | 0 | 0 | 0 | 0 | 0 | 0 | 0 | 0 | 0
MKRNGIM000 | 0 | MKRNGIM000 | 0 | 0 | 0 | 0 | 0 | 0 | 0 | 0 | 0 | 0 | 0 | 0 | 0 | 0 | 0 | 0 | 0 | 0 | 0 | 0 | 0 | 0 | 0 | 0 | 0 | 0 | 0 | 0 | 0 | 0 | 0 | 0 | 0 | 0 | 0 | 0
MKPCOSCHO0 | 29 | MKPCOSCHO0 | 29 | 29 | 29 | 29 | 29 | 29 | 29 | 29 | 29 | 29 | 29 | 29 | 29 | 29 | 29 | 29 | 29 | 29 | 29 | 29 | 29 | 29 | 29 | 29 | 29 | 29 | 29 | 29 | 29 | 29 | 29 | 29 | 29 | 29 | 29 | 29
MKPCOSCNO0 | 29 | MKPCOSCNO0 | 29 | 29 | 29 | 29 | 29 | 29 | 29 | 29 | 29 | 29 | 29 | 29 | 29 | 29 | 29 | 29 | 29 | 29 | 29 | 29 | 29 | 29 | 29 | 29 | 29 | 29 | 29 | 29 | 29 | 29 | 29 | 29 | 29 | 29 | 29 | 29
MKPHFSCHO0 | 9.2 | MKPHFSCHO0 | 9.2 | 9.2 | 9.2 | 9.2 | 9.2 | 9.2 | 9.2 | 9.2 | 9.2 | 9.2 | 9.2 | 9.2 | 9.2 | 9.2 | 9.2 | 9.2 | 9.2 | 9.2 | 9.2 | 9.2 | 9.2 | 9.2 | 9.2 | 9.2 | 9.2 | 9.2 | 9.2 | 9.2 | 9.2 | 9.2 | 9.2 | 9.2 | 9.2 | 9.2 | 9.2 | 9.2
MKPHYDMHI1 | 3.4 | MKPHYDMHI1 | 3.4 | 3.4 | 3.4 | 3.4 | 3.4 | 3.4 | 3.4 | 3.4 | 3.4 | 3.4 | 3.4 | 3.4 | 3.4 | 3.4 | 3.4 | 3.4 | 3.4 | 3.4 | 3.4 | 3.4 | 3.4 | 3.4 | 3.4 | 3.4 | 3.4 | 3.4 | 3.4 | 3.4 | 3.4 | 3.4 | 3.4 | 3.4 | 3.4 | 3.4 | 3.4 | 3.4
MKPHYDMHI2 | 3.4 | MKPHYDMHI2 | 3.4 | 3.4 | 3.4 | 3.4 | 3.4 | 3.4 | 3.4 | 3.4 | 3.4 | 3.4 | 3.4 | 3.4 | 3.4 | 3.4 | 3.4 | 3.4 | 3.4 | 3.4 | 3.4 | 3.4 | 3.4 | 3.4 | 3.4 | 3.4 | 3.4 | 3.4 | 3.4 | 3.4 | 3.4 | 3.4 | 3.4 | 3.4 | 3.4 | 3.4 | 3.4 | 3.4
MKPHYDMHO0 | 3.4 | MKPHYDMHO0 | 3.4 | 3.4 | 3.4 | 3.4 | 3.4 | 3.4 | 3.4 | 3.4 | 3.4 | 3.4 | 3.4 | 3.4 | 3.4 | 3.4 | 3.4 | 3.4 | 3.4 | 3.4 | 3.4 | 3.4 | 3.4 | 3.4 | 3.4 | 3.4 | 3.4 | 3.4 | 3.4 | 3.4 | 3.4 | 3.4 | 3.4 | 3.4 | 3.4 | 3.4 | 3.4 | 3.4
MKPHYDMNO0 | 3.4 | MKPHYDMNO0 | 3.4 | 3.4 | 3.4 | 3.4 | 3.4 | 3.4 | 3.4 | 3.4 | 3.4 | 3.4 | 3.4 | 3.4 | 3.4 | 3.4 | 3.4 | 3.4 | 3.4 | 3.4 | 3.4 | 3.4 | 3.4 | 3.4 | 3.4 | 3.4 | 3.4 | 3.4 | 3.4 | 3.4 | 3.4 | 3.4 | 3.4 | 3.4 | 3.4 | 3.4 | 3.4 | 3.4
MKPHYRRHO0 | 3.4 | MKPHYRRHO0 | 3.4 | 3.4 | 3.4 | 3.4 | 3.4 | 3.4 | 3.4 | 3.4 | 3.4 | 3.4 | 3.4 | 3.4 | 3.4 | 3.4 | 3.4 | 3.4 | 3.4 | 3.4 | 3.4 | 3.4 | 3.4 | 3.4 | 3.4 | 3.4 | 3.4 | 3.4 | 3.4 | 3.4 | 3.4 | 3.4 | 3.4 | 3.4 | 3.4 | 3.4 | 3.4 | 3.4
MKPHYRRNO0 | 3.4 | MKPHYRRNO0 | 3.4 | 3.4 | 3.4 | 3.4 | 3.4 | 3.4 | 3.4 | 3.4 | 3.4 | 3.4 | 3.4 | 3.4 | 3.4 | 3.4 | 3.4 | 3.4 | 3.4 | 3.4 | 3.4 | 3.4 | 3.4 | 3.4 | 3.4 | 3.4 | 3.4 | 3.4 | 3.4 | 3.4 | 3.4 | 3.4 | 3.4 | 3.4 | 3.4 | 3.4 | 3.4 | 3.4
MKPHYSHHO0 | 3.4 | MKPHYSHHO0 | 3.4 | 3.4 | 3.4 | 3.4 | 3.4 | 3.4 | 3.4 | 3.4 | 3.4 | 3.4 | 3.4 | 3.4 | 3.4 | 3.4 | 3.4 | 3.4 | 3.4 | 3.4 | 3.4 | 3.4 | 3.4 | 3.4 | 3.4 | 3.4 | 3.4 | 3.4 | 3.4 | 3.4 | 3.4 | 3.4 | 3.4 | 3.4 | 3.4 | 3.4 | 3.4 | 3.4
MKPNGCHHO0 | 9.2 | MKPNGCHHO0 | 9.2 | 9.2 | 9.2 | 9.2 | 9.2 | 9.2 | 9.2 | 9.2 | 9.2 | 9.2 | 9.2 | 9.2 | 9.2 | 9.2 | 9.2 | 9.2 | 9.2 | 9.2 | 9.2 | 9.2 | 9.2 | 9.2 | 9.2 | 9.2 | 9.2 | 9.2 | 9.2 | 9.2 | 9.2 | 9.2 | 9.2 | 9.2 | 9.2 | 9.2 | 9.2 | 9.2
MKPNGCHNO0 | 9.2 | MKPNGCHNO0 | 9.2 | 9.2 | 9.2 | 9.2 | 9.2 | 9.2 | 9.2 | 9.2 | 9.2 | 9.2 | 9.2 | 9.2 | 9.2 | 9.2 | 9.2 | 9.2 | 9.2 | 9.2 | 9.2 | 9.2 | 9.2 | 9.2 | 9.2 | 9.2 | 9.2 | 9.2 | 9.2 | 9.2 | 9.2 | 9.2 | 9.2 | 9.2 | 9.2 | 9.2 | 9.2 | 9.2
MKNGCCNO0 | 9.2 | MKNGCCNO0 | 9.2 | 9.2 | 9.2 | 9.2 | 9.2 | 9.2 | 9.2 | 9.2 | 9.2 | 9.2 | 9.2 | 9.2 | 9.2 | 9.2 | 9.2 | 9.2 | 9.2 | 9.2 | 9.2 | 9.2 | 9.2 | 9.2 | 9.2 | 9.2 | 9.2 | 9.2 | 9.2 | 9.2 | 9.2 | 9.2 | 9.2 | 9.2 | 9.2 | 9.2 | 9.2 | 9.2
MKPSOU1NO0 | 35.5 | MKPSOU1NO0 | 35.5 | 35.5 | 35.5 | 35.5 | 35.5 | 35.5 | 35.5 | 35.5 | 35.5 | 35.5 | 35.5 | 35.5 | 35.5 | 35.5 | 35.5 | 35.5 | 35.5 | 35.5 | 35.5 | 35.5 | 35.5 | 35.5 | 35.5 | 35.5 | 35.5 | 35.5 | 35.5 | 35.5 | 35.5 | 35.5 | 35.5 | 35.5 | 35.5 | 35.5 | 35.5 | 35.5
MKPSOU1NI0 | 35.5 | MKPSOU1NI0 | 35.5 | 35.5 | 35.5 | 35.5 | 35.5 | 35.5 | 35.5 | 35.5 | 35.5 | 35.5 | 35.5 | 35.5 | 35.5 | 35.5 | 35.5 | 35.5 | 35.5 | 35.5 | 35.5 | 35.5 | 35.5 | 35.5 | 35.5 | 35.5 | 35.5 | 35.5 | 35.5 | 35.5 | 35.5 | 35.5 | 35.5 | 35.5 | 35.5 | 35.5 | 35.5 | 35.5
MKPWI30NO0 | 29 | MKPWI30NO0 | 29 | 29 | 29 | 29 | 29 | 29 | 29 | 29 | 29 | 29 | 29 | 29 | 29 | 29 | 29 | 29 | 29 | 29 | 29 | 29 | 29 | 29 | 29 | 29 | 29 | 29 | 29 | 29 | 29 | 29 | 29 | 29 | 29 | 29 | 29 | 29
MKPWI30NI0 | 29 | MKPWI30NI0 | 29 | 29 | 29 | 29 | 29 | 29 | 29 | 29 | 29 | 29 | 29 | 29 | 29 | 29 | 29 | 29 | 29 | 29 | 29 | 29 | 29 | 29 | 29 | 29 | 29 | 29 | 29 | 29 | 29 | 29 | 29 | 29 | 29 | 29 | 29 | 29
MKTELTRH00 | 0 | MKTELTRH00 | 0 | 0 | 0 | 0 | 0 | 0 | 0 | 0 | 0 | 0 | 0 | 0 | 0 | 0 | 0 | 0 | 0 | 0 | 0 | 0 | 0 | 0 | 0 | 0 | 0 | 0 | 0 | 0 | 0 | 0 | 0 | 0 | 0 | 0 | 0 | 0
MKTELDSH00 | 0 | MKTELDSH00 | 0 | 0 | 0 | 0 | 0 | 0 | 0 | 0 | 0 | 0 | 0 | 0 | 0 | 0 | 0 | 0 | 0 | 0 | 0 | 0 | 0 | 0 | 0 | 0 | 0 | 0 | 0 | 0 | 0 | 0 | 0 | 0 | 0 | 0 | 0 | 0
MKTRDIMH00 | 0 | MKTRDIMH00 | 0 | 0 | 0 | 0 | 0 | 0 | 0 | 0 | 0 | 0 | 0 | 0 | 0 | 0 | 0 | 0 | 0 | 0 | 0 | 0 | 0 | 0 | 0 | 0 | 0 | 0 | 0 | 0 | 0 | 0 | 0 | 0 | 0 | 0 | 0 | 0
MKTRDEXH00 | 0 | MKTRDEXH00 | 0 | 0 | 0 | 0 | 0 | 0 | 0 | 0 | 0 | 0 | 0 | 0 | 0 | 0 | 0 | 0 | 0 | 0 | 0 | 0 | 0 | 0 | 0 | 0 | 0 | 0 | 0 | 0 | 0 | 0 | 0 | 0 | 0 | 0 | 0 | 0
MKTRDALH00 | 0 | MKTRDALH00 | 0 | 0 | 0 | 0 | 0 | 0 | 0 | 0 | 0 | 0 | 0 | 0 | 0 | 0 | 0 | 0 | 0 | 0 | 0 | 0 | 0 | 0 | 0 | 0 | 0 | 0 | 0 | 0 | 0 | 0 | 0 | 0 | 0 | 0 | 0 | 0
MKTRDXKH00 | 0 | MKTRDXKH00 | 0 | 0 | 0 | 0 | 0 | 0 | 0 | 0 | 0 | 0 | 0 | 0 | 0 | 0 | 0 | 0 | 0 | 0 | 0 | 0 | 0 | 0 | 0 | 0 | 0 | 0 | 0 | 0 | 0 | 0 | 0 | 0 | 0 | 0 | 0 | 0
XKTRDMKH00 | 0 | XKTRDMKH00 | 0 | 0 | 0 | 0 | 0 | 0 | 0 | 0 | 0 | 0 | 0 | 0 | 0 | 0 | 0 | 0 | 0 | 0 | 0 | 0 | 0 | 0 | 0 | 0 | 0 | 0 | 0 | 0 | 0 | 0 | 0 | 0 | 0 | 0 | 0 | 0
MKTRDBGH00 | 0 | MKTRDBGH00 | 0 | 0 | 0 | 0 | 0 | 0 | 0 | 0 | 0 | 0 | 0 | 0 | 0 | 0 | 0 | 0 | 0 | 0 | 0 | 0 | 0 | 0 | 0 | 0 | 0 | 0 | 0 | 0 | 0 | 0 | 0 | 0 | 0 | 0 | 0 | 0
BGTRDMKH00 | 0 | BGTRDMKH00 | 0 | 0 | 0 | 0 | 0 | 0 | 0 | 0 | 0 | 0 | 0 | 0 | 0 | 0 | 0 | 0 | 0 | 0 | 0 | 0 | 0 | 0 | 0 | 0 | 0 | 0 | 0 | 0 | 0 | 0 | 0 | 0 | 0 | 0 | 0 | 0
MKTRDGRH00 | 0 | MKTRDGRH00 | 0 | 0 | 0 | 0 | 0 | 0 | 0 | 0 | 0 | 0 | 0 | 0 | 0 | 0 | 0 | 0 | 0 | 0 | 0 | 0 | 0 | 0 | 0 | 0 | 0 | 0 | 0 | 0 | 0 | 0 | 0 | 0 | 0 | 0 | 0 | 0
GRTRDMKH00 | 0 | GRTRDMKH00 | 0 | 0 | 0 | 0 | 0 | 0 | 0 | 0 | 0 | 0 | 0 | 0 | 0 | 0 | 0 | 0 | 0 | 0 | 0 | 0 | 0 | 0 | 0 | 0 | 0 | 0 | 0 | 0 | 0 | 0 | 0 | 0 | 0 | 0 | 0 | 0
MKTRDRSH00 | 0 | MKTRDRSH00 | 0 | 0 | 0 | 0 | 0 | 0 | 0 | 0 | 0 | 0 | 0 | 0 | 0 | 0 | 0 | 0 | 0 | 0 | 0 | 0 | 0 | 0 | 0 | 0 | 0 | 0 | 0 | 0 | 0 | 0 | 0 | 0 | 0 | 0 | 0 | 0
RSTRDMKH00 | 0 | RSTRDMKH00 | 0 | 0 | 0 | 0 | 0 | 0 | 0 | 0 | 0 | 0 | 0 | 0 | 0 | 0 | 0 | 0 | 0 | 0 | 0 | 0 | 0 | 0 | 0 | 0 | 0 | 0 | 0 | 0 | 0 | 0 | 0 | 0 | 0 | 0 | 0 | 0
MEPELBS000 | 9999 | MEPELBS000 | 9999 | 9999 | 9999 | 9999 | 9999 | 9999 | 9999 | 9999 | 9999 | 9999 | 9999 | 9999 | 9999 | 9999 | 9999 | 9999 | 9999 | 9999 | 9999 | 9999 | 9999 | 9999 | 9999 | 9999 | 9999 | 9999 | 9999 | 9999 | 9999 | 9999 | 9999 | 9999 | 9999 | 9999 | 9999 | 9999
MERCODM000 | 0 | MERCODM000 | 0 | 0 | 0 | 0 | 0 | 0 | 0 | 0 | 0 | 0 | 0 | 0 | 0 | 0 | 0 | 0 | 0 | 0 | 0 | 0 | 0 | 0 | 0 | 0 | 0 | 0 | 0 | 0 | 0 | 0 | 0 | 0 | 0 | 0 | 0 | 0
MERCOIM000 | 0 | MERCOIM000 | 0 | 0 | 0 | 0 | 0 | 0 | 0 | 0 | 0 | 0 | 0 | 0 | 0 | 0 | 0 | 0 | 0 | 0 | 0 | 0 | 0 | 0 | 0 | 0 | 0 | 0 | 0 | 0 | 0 | 0 | 0 | 0 | 0 | 0 | 0 | 0
MEPHYDMHI0 | 3.4 | MEPHYDMHI0 | 3.4 | 3.4 | 3.4 | 3.4 | 3.4 | 3.4 | 3.4 | 3.4 | 3.4 | 3.4 | 3.4 | 3.4 | 3.4 | 3.4 | 3.4 | 3.4 | 3.4 | 3.4 | 3.4 | 3.4 | 3.4 | 3.4 | 3.4 | 3.4 | 3.4 | 3.4 | 3.4 | 3.4 | 3.4 | 3.4 | 3.4 | 3.4 | 3.4 | 3.4 | 3.4 | 3.4
MEPHYDMHO0 | 3.4 | MEPHYDMHO0 | 3.4 | 3.4 | 3.4 | 3.4 | 3.4 | 3.4 | 3.4 | 3.4 | 3.4 | 3.4 | 3.4 | 3.4 | 3.4 | 3.4 | 3.4 | 3.4 | 3.4 | 3.4 | 3.4 | 3.4 | 3.4 | 3.4 | 3.4 | 3.4 | 3.4 | 3.4 | 3.4 | 3.4 | 3.4 | 3.4 | 3.4 | 3.4 | 3.4 | 3.4 | 3.4 | 3.4
MEPHYDMNO0 | 3.4 | MEPHYDMNO0 | 3.4 | 3.4 | 3.4 | 3.4 | 3.4 | 3.4 | 3.4 | 3.4 | 3.4 | 3.4 | 3.4 | 3.4 | 3.4 | 3.4 | 3.4 | 3.4 | 3.4 | 3.4 | 3.4 | 3.4 | 3.4 | 3.4 | 3.4 | 3.4 | 3.4 | 3.4 | 3.4 | 3.4 | 3.4 | 3.4 | 3.4 | 3.4 | 3.4 | 3.4 | 3.4 | 3.4
MEPHYRRNO0 | 3.4 | MEPHYRRNO0 | 3.4 | 3.4 | 3.4 | 3.4 | 3.4 | 3.4 | 3.4 | 3.4 | 3.4 | 3.4 | 3.4 | 3.4 | 3.4 | 3.4 | 3.4 | 3.4 | 3.4 | 3.4 | 3.4 | 3.4 | 3.4 | 3.4 | 3.4 | 3.4 | 3.4 | 3.4 | 3.4 | 3.4 | 3.4 | 3.4 | 3.4 | 3.4 | 3.4 | 3.4 | 3.4 | 3.4
MEPHYRRNI0 | 3.4 | MEPHYRRNI0 | 3.4 | 3.4 | 3.4 | 3.4 | 3.4 | 3.4 | 3.4 | 3.4 | 3.4 | 3.4 | 3.4 | 3.4 | 3.4 | 3.4 | 3.4 | 3.4 | 3.4 | 3.4 | 3.4 | 3.4 | 3.4 | 3.4 | 3.4 | 3.4 | 3.4 | 3.4 | 3.4 | 3.4 | 3.4 | 3.4 | 3.4 | 3.4 | 3.4 | 3.4 | 3.4 | 3.4
MEPSOU1NO0 | 35 | MEPSOU1NO0 | 35 | 35 | 35 | 35 | 35 | 35 | 35 | 35 | 35 | 35 | 35 | 35 | 35 | 35 | 35 | 35 | 35 | 35 | 35 | 35 | 35 | 35 | 35 | 35 | 35 | 35 | 35 | 35 | 35 | 35 | 35 | 35 | 35 | 35 | 35 | 35
MEPSOU1NI0 | 35 | MEPSOU1NI0 | 35 | 35 | 35 | 35 | 35 | 35 | 35 | 35 | 35 | 35 | 35 | 35 | 35 | 35 | 35 | 35 | 35 | 35 | 35 | 35 | 35 | 35 | 35 | 35 | 35 | 35 | 35 | 35 | 35 | 35 | 35 | 35 | 35 | 35 | 35 | 35
MEPCOSCHO0 | 37 | MEPCOSCHO0 | 37 | 37 | 37 | 37 | 37 | 37 | 37 | 37 | 37 | 37 | 37 | 37 | 37 | 37 | 37 | 37 | 37 | 37 | 37 | 37 | 37 | 37 | 37 | 37 | 37 | 37 | 37 | 37 | 37 | 37 | 37 | 37 | 37 | 37 | 37 | 37
MEPCOSCNO0 | 29 | MEPCOSCNO0 | 29 | 29 | 29 | 29 | 29 | 29 | 29 | 29 | 29 | 29 | 29 | 29 | 29 | 29 | 29 | 29 | 29 | 29 | 29 | 29 | 29 | 29 | 29 | 29 | 29 | 29 | 29 | 29 | 29 | 29 | 29 | 29 | 29 | 29 | 29 | 29
MEPCOSCNI0 | 29 | MEPCOSCNI0 | 29 | 29 | 29 | 29 | 29 | 29 | 29 | 29 | 29 | 29 | 29 | 29 | 29 | 29 | 29 | 29 | 29 | 29 | 29 | 29 | 29 | 29 | 29 | 29 | 29 | 29 | 29 | 29 | 29 | 29 | 29 | 29 | 29 | 29 | 29 | 29
MEPWI30NI0 | 29 | MEPWI30NI0 | 29 | 29 | 29 | 29 | 29 | 29 | 29 | 29 | 29 | 29 | 29 | 29 | 29 | 29 | 29 | 29 | 29 | 29 | 29 | 29 | 29 | 29 | 29 | 29 | 29 | 29 | 29 | 29 | 29 | 29 | 29 | 29 | 29 | 29 | 29 | 29
MEPWI30NO0 | 29 | MEPWI30NO0 | 29 | 29 | 29 | 29 | 29 | 29 | 29 | 29 | 29 | 29 | 29 | 29 | 29 | 29 | 29 | 29 | 29 | 29 | 29 | 29 | 29 | 29 | 29 | 29 | 29 | 29 | 29 | 29 | 29 | 29 | 29 | 29 | 29 | 29 | 29 | 29
METELTRH00 | 0 | METELTRH00 | 0 | 0 | 0 | 0 | 0 | 0 | 0 | 0 | 0 | 0 | 0 | 0 | 0 | 0 | 0 | 0 | 0 | 0 | 0 | 0 | 0 | 0 | 0 | 0 | 0 | 0 | 0 | 0 | 0 | 0 | 0 | 0 | 0 | 0 | 0 | 0
METELDSH00 | 0 | METELDSH00 | 0 | 0 | 0 | 0 | 0 | 0 | 0 | 0 | 0 | 0 | 0 | 0 | 0 | 0 | 0 | 0 | 0 | 0 | 0 | 0 | 0 | 0 | 0 | 0 | 0 | 0 | 0 | 0 | 0 | 0 | 0 | 0 | 0 | 0 | 0 | 0
METRDIMH00 | 0 | METRDIMH00 | 0 | 0 | 0 | 0 | 0 | 0 | 0 | 0 | 0 | 0 | 0 | 0 | 0 | 0 | 0 | 0 | 0 | 0 | 0 | 0 | 0 | 0 | 0 | 0 | 0 | 0 | 0 | 0 | 0 | 0 | 0 | 0 | 0 | 0 | 0 | 0
METRDEXH00 | 0 | METRDEXH00 | 0 | 0 | 0 | 0 | 0 | 0 | 0 | 0 | 0 | 0 | 0 | 0 | 0 | 0 | 0 | 0 | 0 | 0 | 0 | 0 | 0 | 0 | 0 | 0 | 0 | 0 | 0 | 0 | 0 | 0 | 0 | 0 | 0 | 0 | 0 | 0
METRDALH00 | 0 | METRDALH00 | 0 | 0 | 0 | 0 | 0 | 0 | 0 | 0 | 0 | 0 | 0 | 0 | 0 | 0 | 0 | 0 | 0 | 0 | 0 | 0 | 0 | 0 | 0 | 0 | 0 | 0 | 0 | 0 | 0 | 0 | 0 | 0 | 0 | 0 | 0 | 0
METRDXKH00 | 0 | METRDXKH00 | 0 | 0 | 0 | 0 | 0 | 0 | 0 | 0 | 0 | 0 | 0 | 0 | 0 | 0 | 0 | 0 | 0 | 0 | 0 | 0 | 0 | 0 | 0 | 0 | 0 | 0 | 0 | 0 | 0 | 0 | 0 | 0 | 0 | 0 | 0 | 0
METRDITH00 | 0 | METRDITH00 | 0 | 0 | 0 | 0 | 0 | 0 | 0 | 0 | 0 | 0 | 0 | 0 | 0 | 0 | 0 | 0 | 0 | 0 | 0 | 0 | 0 | 0 | 0 | 0 | 0 | 0 | 0 | 0 | 0 | 0 | 0 | 0 | 0 | 0 | 0 | 0
ITTRDMEH00 | 0 | ITTRDMEH00 | 0 | 0 | 0 | 0 | 0 | 0 | 0 | 0 | 0 | 0 | 0 | 0 | 0 | 0 | 0 | 0 | 0 | 0 | 0 | 0 | 0 | 0 | 0 | 0 | 0 | 0 | 0 | 0 | 0 | 0 | 0 | 0 | 0 | 0 | 0 | 0
METRDBAH00 | 0 | METRDBAH00 | 0 | 0 | 0 | 0 | 0 | 0 | 0 | 0 | 0 | 0 | 0 | 0 | 0 | 0 | 0 | 0 | 0 | 0 | 0 | 0 | 0 | 0 | 0 | 0 | 0 | 0 | 0 | 0 | 0 | 0 | 0 | 0 | 0 | 0 | 0 | 0
BATRDMEH00 | 0 | BATRDMEH00 | 0 | 0 | 0 | 0 | 0 | 0 | 0 | 0 | 0 | 0 | 0 | 0 | 0 | 0 | 0 | 0 | 0 | 0 | 0 | 0 | 0 | 0 | 0 | 0 | 0 | 0 | 0 | 0 | 0 | 0 | 0 | 0 | 0 | 0 | 0 | 0
METRDRSH00 | 0 | METRDRSH00 | 0 | 0 | 0 | 0 | 0 | 0 | 0 | 0 | 0 | 0 | 0 | 0 | 0 | 0 | 0 | 0 | 0 | 0 | 0 | 0 | 0 | 0 | 0 | 0 | 0 | 0 | 0 | 0 | 0 | 0 | 0 | 0 | 0 | 0 | 0 | 0
RSTRDMEH00 | 0 | RSTRDMEH00 | 0 | 0 | 0 | 0 | 0 | 0 | 0 | 0 | 0 | 0 | 0 | 0 | 0 | 0 | 0 | 0 | 0 | 0 | 0 | 0 | 0 | 0 | 0 | 0 | 0 | 0 | 0 | 0 | 0 | 0 | 0 | 0 | 0 | 0 | 0 | 0
XKPELBS000 | 0 | XKPELBS000 | 0 | 0 | 0 | 0 | 0 | 0 | 0 | 0 | 0 | 0 | 0 | 0 | 0 | 0 | 0 | 0 | 0 | 0 | 0 | 0 | 0 | 0 | 0 | 0 | 0 | 0 | 0 | 0 | 0 | 0 | 0 | 0 | 0 | 0 | 0 | 0
XKRCODM000 | 0 | XKRCODM000 | 0 | 0 | 0 | 0 | 0 | 0 | 0 | 0 | 0 | 0 | 0 | 0 | 0 | 0 | 0 | 0 | 0 | 0 | 0 | 0 | 0 | 0 | 0 | 0 | 0 | 0 | 0 | 0 | 0 | 0 | 0 | 0 | 0 | 0 | 0 | 0
XKRCOIM000 | 0 | XKRCOIM000 | 0 | 0 | 0 | 0 | 0 | 0 | 0 | 0 | 0 | 0 | 0 | 0 | 0 | 0 | 0 | 0 | 0 | 0 | 0 | 0 | 0 | 0 | 0 | 0 | 0 | 0 | 0 | 0 | 0 | 0 | 0 | 0 | 0 | 0 | 0 | 0
XKPCOSCHO0 | 37 | XKPCOSCHO0 | 37 | 37 | 37 | 37 | 37 | 37 | 37 | 37 | 37 | 37 | 37 | 37 | 37 | 37 | 37 | 37 | 37 | 37 | 37 | 37 | 37 | 37 | 37 | 37 | 37 | 37 | 37 | 37 | 37 | 37 | 37 | 37 | 37 | 37 | 37 | 37
XKPCOSCNO0 | 29 | XKPCOSCNO0 | 29 | 29 | 29 | 29 | 29 | 29 | 29 | 29 | 29 | 29 | 29 | 29 | 29 | 29 | 29 | 29 | 29 | 29 | 29 | 29 | 29 | 29 | 29 | 29 | 29 | 29 | 29 | 29 | 29 | 29 | 29 | 29 | 29 | 29 | 29 | 29
XKPHYRRHO0 | 3.4 | XKPHYRRHO0 | 3.4 | 3.4 | 3.4 | 3.4 | 3.4 | 3.4 | 3.4 | 3.4 | 3.4 | 3.4 | 3.4 | 3.4 | 3.4 | 3.4 | 3.4 | 3.4 | 3.4 | 3.4 | 3.4 | 3.4 | 3.4 | 3.4 | 3.4 | 3.4 | 3.4 | 3.4 | 3.4 | 3.4 | 3.4 | 3.4 | 3.4 | 3.4 | 3.4 | 3.4 | 3.4 | 3.4
XKPHYRRNO0 | 3.4 | XKPHYRRNO0 | 3.4 | 3.4 | 3.4 | 3.4 | 3.4 | 3.4 | 3.4 | 3.4 | 3.4 | 3.4 | 3.4 | 3.4 | 3.4 | 3.4 | 3.4 | 3.4 | 3.4 | 3.4 | 3.4 | 3.4 | 3.4 | 3.4 | 3.4 | 3.4 | 3.4 | 3.4 | 3.4 | 3.4 | 3.4 | 3.4 | 3.4 | 3.4 | 3.4 | 3.4 | 3.4 | 3.4
XKPSOU1NO0 | 35 | XKPSOU1NO0 | 35 | 35 | 35 | 35 | 35 | 35 | 35 | 35 | 35 | 35 | 35 | 35 | 35 | 35 | 35 | 35 | 35 | 35 | 35 | 35 | 35 | 35 | 35 | 35 | 35 | 35 | 35 | 35 | 35 | 35 | 35 | 35 | 35 | 35 | 35 | 35
XKPSOU1NI0 | 35 | XKPSOU1NI0 | 35 | 35 | 35 | 35 | 35 | 35 | 35 | 35 | 35 | 35 | 35 | 35 | 35 | 35 | 35 | 35 | 35 | 35 | 35 | 35 | 35 | 35 | 35 | 35 | 35 | 35 | 35 | 35 | 35 | 35 | 35 | 35 | 35 | 35 | 35 | 35
XKPWI25NO0 | 29 | XKPWI25NO0 | 29 | 29 | 29 | 29 | 29 | 29 | 29 | 29 | 29 | 29 | 29 | 29 | 29 | 29 | 29 | 29 | 29 | 29 | 29 | 29 | 29 | 29 | 29 | 29 | 29 | 29 | 29 | 29 | 29 | 29 | 29 | 29 | 29 | 29 | 29 | 29
XKPWI25NI0 | 29 | XKPWI25NI0 | 29 | 29 | 29 | 29 | 29 | 29 | 29 | 29 | 29 | 29 | 29 | 29 | 29 | 29 | 29 | 29 | 29 | 29 | 29 | 29 | 29 | 29 | 29 | 29 | 29 | 29 | 29 | 29 | 29 | 29 | 29 | 29 | 29 | 29 | 29 | 29
XKTELTRH00 | 0 | XKTELTRH00 | 0 | 0 | 0 | 0 | 0 | 0 | 0 | 0 | 0 | 0 | 0 | 0 | 0 | 0 | 0 | 0 | 0 | 0 | 0 | 0 | 0 | 0 | 0 | 0 | 0 | 0 | 0 | 0 | 0 | 0 | 0 | 0 | 0 | 0 | 0 | 0
XKTELDSH00 | 0 | XKTELDSH00 | 0 | 0 | 0 | 0 | 0 | 0 | 0 | 0 | 0 | 0 | 0 | 0 | 0 | 0 | 0 | 0 | 0 | 0 | 0 | 0 | 0 | 0 | 0 | 0 | 0 | 0 | 0 | 0 | 0 | 0 | 0 | 0 | 0 | 0 | 0 | 0
XKTRDIMH00 | 0 | XKTRDIMH00 | 0 | 0 | 0 | 0 | 0 | 0 | 0 | 0 | 0 | 0 | 0 | 0 | 0 | 0 | 0 | 0 | 0 | 0 | 0 | 0 | 0 | 0 | 0 | 0 | 0 | 0 | 0 | 0 | 0 | 0 | 0 | 0 | 0 | 0 | 0 | 0
XKTRDEXH00 | 0 | XKTRDEXH00 | 0 | 0 | 0 | 0 | 0 | 0 | 0 | 0 | 0 | 0 | 0 | 0 | 0 | 0 | 0 | 0 | 0 | 0 | 0 | 0 | 0 | 0 | 0 | 0 | 0 | 0 | 0 | 0 | 0 | 0 | 0 | 0 | 0 | 0 | 0 | 0
XKTRDAKH00 | 0 | XKTRDAKH00 | 0 | 0 | 0 | 0 | 0 | 0 | 0 | 0 | 0 | 0 | 0 | 0 | 0 | 0 | 0 | 0 | 0 | 0 | 0 | 0 | 0 | 0 | 0 | 0 | 0 | 0 | 0 | 0 | 0 | 0 | 0 | 0 | 0 | 0 | 0 | 0
XKTRDMEH00 | 0 | XKTRDMEH00 | 0 | 0 | 0 | 0 | 0 | 0 | 0 | 0 | 0 | 0 | 0 | 0 | 0 | 0 | 0 | 0 | 0 | 0 | 0 | 0 | 0 | 0 | 0 | 0 | 0 | 0 | 0 | 0 | 0 | 0 | 0 | 0 | 0 | 0 | 0 | 0

## YearSplit
param YearSplit default 0 :
| 2020 | 2021 | 2022 | 2023 | 2024 | 2025 | 2026 | 2027 | 2028 | 2029 | 2030 | 2031 | 2032 | 2033 | 2034 | 2035 | 2036 | 2037 | 2038 | 2039 | 2040 | 2041 | 2042 | 2043 | 2044 | 2045:=
1 | 0.25 | 0.25 | 0.25 | 0.25 | 0.25 | 0.25 | 0.25 | 0.25 | 0.25 | 0.25 | 0.25 | 0.25 | 0.25 | 0.25 | 0.25 | 0.25 | 0.25 | 0.25 | 0.25 | 0.25 | 0.25 | 0.25 | 0.25 | 0.25 | 0.25 | 0.25
2 | 0.25 | 0.25 | 0.25 | 0.25 | 0.25 | 0.25 | 0.25 | 0.25 | 0.25 | 0.25 | 0.25 | 0.25 | 0.25 | 0.25 | 0.25 | 0.25 | 0.25 | 0.25 | 0.25 | 0.25 | 0.25 | 0.25 | 0.25 | 0.25 | 0.25 | 0.25
3 | 0.25 | 0.25 | 0.25 | 0.25 | 0.25 | 0.25 | 0.25 | 0.25 | 0.25 | 0.25 | 0.25 | 0.25 | 0.25 | 0.25 | 0.25 | 0.25 | 0.25 | 0.25 | 0.25 | 0.25 | 0.25 | 0.25 | 0.25 | 0.25 | 0.25 | 0.25
4 | 0.25 | 0.25 | 0.25 | 0.25 | 0.25 | 0.25 | 0.25 | 0.25 | 0.25 | 0.25 | 0.25 | 0.25 | 0.25 | 0.25 | 0.25 | 0.25 | 0.25 | 0.25 | 0.25 | 0.25 | 0.25 | 0.25 | 0.25 | 0.25 | 0.25 | 0.25
5 | 0.25 | 0.25 | 0.25 | 0.25 | 0.25 | 0.25 | 0.25 | 0.25 | 0.25 | 0.25 | 0.25 | 0.25 | 0.25 | 0.25 | 0.25 | 0.25 | 0.25 | 0.25 | 0.25 | 0.25 | 0.25 | 0.25 | 0.25 | 0.25 | 0.25 | 0.25
6 | 0.25 | 0.25 | 0.25 | 0.25 | 0.25 | 0.25 | 0.25 | 0.25 | 0.25 | 0.25 | 0.25 | 0.25 | 0.25 | 0.25 | 0.25 | 0.25 | 0.25 | 0.25 | 0.25 | 0.25 | 0.25 | 0.25 | 0.25 | 0.25 | 0.25 | 0.25
7 | 0.25 | 0.25 | 0.25 | 0.25 | 0.25 | 0.25 | 0.25 | 0.25 | 0.25 | 0.25 | 0.25 | 0.25 | 0.25 | 0.25 | 0.25 | 0.25 | 0.25 | 0.25 | 0.25 | 0.25 | 0.25 | 0.25 | 0.25 | 0.25 | 0.25 | 0.25
8 | 0.25 | 0.25 | 0.25 | 0.25 | 0.25 | 0.25 | 0.25 | 0.25 | 0.25 | 0.25 | 0.25 | 0.25 | 0.25 | 0.25 | 0.25 | 0.25 | 0.25 | 0.25 | 0.25 | 0.25 | 0.25 | 0.25 | 0.25 | 0.25 | 0.25 | 0.25
9 | 0.25 | 0.25 | 0.25 | 0.25 | 0.25 | 0.25 | 0.25 | 0.25 | 0.25 | 0.25 | 0.25 | 0.25 | 0.25 | 0.25 | 0.25 | 0.25 | 0.25 | 0.25 | 0.25 | 0.25 | 0.25 | 0.25 | 0.25 | 0.25 | 0.25 | 0.25
10 | 0.25 | 0.25 | 0.25 | 0.25 | 0.25 | 0.25 | 0.25 | 0.25 | 0.25 | 0.25 | 0.25 | 0.25 | 0.25 | 0.25 | 0.25 | 0.25 | 0.25 | 0.25 | 0.25 | 0.25 | 0.25 | 0.25 | 0.25 | 0.25 | 0.25 | 0.25
11 | 0.25 | 0.25 | 0.25 | 0.25 | 0.25 | 0.25 | 0.25 | 0.25 | 0.25 | 0.25 | 0.25 | 0.25 | 0.25 | 0.25 | 0.25 | 0.25 | 0.25 | 0.25 | 0.25 | 0.25 | 0.25 | 0.25 | 0.25 | 0.25 | 0.25 | 0.25
12 | 0.25 | 0.25 | 0.25 | 0.25 | 0.25 | 0.25 | 0.25 | 0.25 | 0.25 | 0.25 | 0.25 | 0.25 | 0.25 | 0.25 | 0.25 | 0.25 | 0.25 | 0.25 | 0.25 | 0.25 | 0.25 | 0.25 | 0.25 | 0.25 | 0.25 | 0.25